## Summary
CALCULATION FORM
Job: | Jhimruk khola |  |  |  | Date: | 2023-02-15 | Page
Subject: | Low flow analysis at Jhimruk |  |  |  | Job No: |  | Calc. By:
[5 empty] | Drg no: |  | Chkd. By:
Recommended By:
Approved By:
Return period (T-year) | Minimum Daily flows, m3/s
| 1-day | 7-day | 15-day | 30-day
2 | 1.1747 | 1.6086 | 1.9598 | 2.2445
5 | 2.7981 | 3.2403 | 2.892 | 3.2001
10 | 4.9708 | 5.1518 | 3.7418 | 4.0471
20 | 8.6261 | 8.0373 | 4.7906 | 5.0696
50 | 17.6066 | 14.293 | 6.5964 | 6.7858
100 | 30.0519 | 22.0027 | 8.383 | 8.4429

## low flow series
CALCULATION FORM
Job: | Jhimruk khola |  |  |  | Date: | Page
Subject: | Low flow analysis at Jhimruk |  |  |  | Job No: | Calc. By:
[5 empty] | Drg no: | Chkd. By:
Recommended By:
Approved By:
Years | Min 1-day | Min 7-day | Min 15-day | Min 30-day
61/62 | 1.6 | 1.7614 | 1.776 | 1.9807
62/63 | 1.57 | 1.71 | 1.8647 | 2.0413
63/64 | 2 | 2.1414 | 2.256 | 2.478
64/65 | 1.23 | 1.8171 | 2.0373 | 2.6123
65/66 | 1.1 | 1.4114 | 1.5173 | 1.5537
66/67 | 1.4 | 1.5371 | 1.596 | 1.7499
67/68 | 1.56 | 1.7157 | 1.9067 | 1.9293
68/69 | 1.62 | 1.8271 | 1.8973 | 2.1796
69/70 | 6.0127 | 6.1431 | 6.1431 | 6.1431
70/71
71/72 | 2.62 | 2.8271 | 2.87 | 2.87
72/73 | 1.33 | 1.38 | 1.5695 | 1.8158
73/74 | 2.2577 | 2.4773 | 2.6275 | 2.8371
74/75 | 1.3877 | 1.9589 | 2.0961 | 2.3422
75/76 | 0.235 | 1.632 | 2.1921 | 2.5453
76/77 | 1.2884 | 1.9268 | 2.2474 | 2.7509
77/78 | 0.68321 | 1.6025 | 1.6174 | 1.7248
78/79 | 0.33852 | 0.33852 | 1.3855 | 2.7079

## 1-day low flow
CALCULATION FORM
Job: | Jhimruk khola |  |  | Date: | 2023-02-15 |  | Page
Subject: | Low flow analysis at Jhimruk |  |  | Job No: |  |  | Calc. By:
|  |  |  | Drg no: |  |  | Chkd. By:
Recommended By:
Approved By:
1. Calculation of 1-day low flow
1- Day minimum series | Q ascending | Rank | P=m/(n+1) | 1/(1-P) | ln(ln(1/(1-P))) | ln(Q)
1.6 | 6.0127 | 1 | 0.055556 | 1.0588 | -2.8619 | 1.7939
1.57 | 2.62 | 2 | 0.11111 | 1.125 | -2.1389 | 0.96317
2 | 2.2577 | 3 | 0.16667 | 1.2 | -1.702 | 0.81433
1.23 | 2 | 4 | 0.22222 | 1.2857 | -1.3811 | 0.69315
1.1 | 1.62 | 5 | 0.27778 | 1.3846 | -1.1226 | 0.48243
1.4 | 1.6 | 6 | 0.33333 | 1.5 | -0.90272 | 0.47
1.56 | 1.57 | 7 | 0.38889 | 1.6364 | -0.70831 | 0.45108
1.62 | 1.56 | 8 | 0.44444 | 1.8 | -0.53139 | 0.44469
6.0127 | 1.4 | 9 | 0.5 | 2 | -0.36651 | 0.33647
| 1.3877 | 10 | 0.55556 | 2.25 | -0.20957 | 0.32767
2.62 | 1.33 | 11 | 0.61111 | 2.5714 | -0.05714 | 0.28518
1.33 | 1.2884 | 12 | 0.66667 | 3 | 0.094048 | 0.25338
2.2577 | 1.23 | 13 | 0.72222 | 3.6 | 0.24759 | 0.20701
1.3877 | 1.1 | 14 | 0.77778 | 4.5 | 0.40818 | 0.09531
0.235 | 0.68321 | 15 | 0.83333 | 6 | 0.5832 | -0.38096
1.2884 | 0.33852 | 16 | 0.88889 | 9 | 0.7872 | -1.0832
0.68321 | 0.235 | 17 | 0.94444 | 18 | 1.0614 | -1.4482
0.33852
|  | Equation from plot: |  |  |  |  | y=
|  |  |  | y=-1.3059x-0.1562 |  |  | x
|  |  | a = | -1.3059 | -1.3059
|  |  | b= | -0.15621 | -0.15621
|  | Beta (or Shape Parameter) = |  | a | -1.3059
|  | Alpha (or Characteristic Life) = |  | Exp(-b/Beta) | 0.88726
|  | Return period (years) T | Reliability, R | Low flow (m3/s)
|  | 2 | 0.5 | 1.1747
|  | 5 | 0.8 | 2.7981
|  | 10 | 0.9 | 4.9708
|  | 20 | 0.95 | 8.6261
|  | 50 | 0.98 | 17.6066
|  | 100 | 0.99 | 30.0519
Note on B11: Namrata Karki: Sort the data
Note on C57: Namrata Karki: Check equation

## 7-day low flow
CALCULATION FORM
Job: | Jhimruk khola |  |  |  | Date: | 2023-02-15 | Page
Subject: | Low flow analysis at Jhimruk |  |  |  | Job No: | 932045 | Calc. By:
[5 empty] | Drg no: |  | Chkd. By:
Recommended By:
Approved By:
1. Calculation of 7-day low flow
7- Day minimum series | Q ascending | Rank | P=m/(n+1) | 1/(1-P) | ln(ln(1/(1-P))) | ln(Q)
1.7614 | 6.1431 | 1 | 0.055556 | 1.0588 | -2.8619 | 1.8153
1.71 | 2.8271 | 2 | 0.11111 | 1.125 | -2.1389 | 1.0393
2.1414 | 2.4773 | 3 | 0.16667 | 1.2 | -1.702 | 0.90715
1.8171 | 2.1414 | 4 | 0.22222 | 1.2857 | -1.3811 | 0.76147
1.4114 | 1.9589 | 5 | 0.27778 | 1.3846 | -1.1226 | 0.67239
1.5371 | 1.9268 | 6 | 0.33333 | 1.5 | -0.90272 | 0.65586
1.7157 | 1.8271 | 7 | 0.38889 | 1.6364 | -0.70831 | 0.60275
1.8271 | 1.8171 | 8 | 0.44444 | 1.8 | -0.53139 | 0.59727
6.1431 | 1.7614 | 9 | 0.5 | 2 | -0.36651 | 0.56613
| 1.7157 | 10 | 0.55556 | 2.25 | -0.20957 | 0.53983
2.8271 | 1.71 | 11 | 0.61111 | 2.5714 | -0.05714 | 0.53649
1.38 | 1.632 | 12 | 0.66667 | 3 | 0.094048 | 0.4898
2.4773 | 1.6025 | 13 | 0.72222 | 3.6 | 0.24759 | 0.47158
1.9589 | 1.5371 | 14 | 0.77778 | 4.5 | 0.40818 | 0.42993
1.632 | 1.4114 | 15 | 0.83333 | 6 | 0.5832 | 0.3446
1.9268 | 1.38 | 16 | 0.88889 | 9 | 0.7872 | 0.32208
1.6025 | 0.33852 | 17 | 0.94444 | 18 | 1.0614 | -1.0832
0.33852
y=
| Equation from plot: |  |  | y=-1.6185x0.4029 |  |  | x
|  |  | a = | -1.6185
|  |  | b= | 0.4029
|  |  | R2 | 0.68764
| Beta (or Shape Parameter) = |  |  | a | -1.6185
| Alpha (or Characteristic Life) = |  |  | Exp(-b/Beta) | 1.2827
|  | Return period (years) T | Reliability, R | Low flow (m3/s)
|  | 2 | 0.5 | 1.6086
|  | 5 | 0.8 | 3.2403
|  | 10 | 0.9 | 5.1518
|  | 20 | 0.95 | 8.0373
|  | 50 | 0.98 | 14.293
|  | 100 | 0.99 | 22.0027
Note on B11: Namrata Karki: Sort the data
Note on B58: Namrata Karki: Check equation

## 15-day low flow
CALCULATION FORM
Job: | Jhimruk khola |  |  | Date: | 2023-02-15 |  | Page
Subject: | Low flow analysis at Jhimruk |  |  | Job No: |  |  | Calc. By:
|  |  |  | Drg no: |  |  | Chkd. By:
Recommended By:
Approved By:
1. Calculation of 15-day low flow
15- Day minimum series | Q ascending | Rank | P=m/(n+1) | 1/(1-P) | ln(ln(1/(1-P))) | ln(Q)
1.776 | 6.1431 | 1 | 0.055556 | 1.0588 | -2.8619 | 1.8153
1.8647 | 2.87 | 2 | 0.11111 | 1.125 | -2.1389 | 1.0543
2.256 | 2.6275 | 3 | 0.16667 | 1.2 | -1.702 | 0.96604
2.0373 | 2.256 | 4 | 0.22222 | 1.2857 | -1.3811 | 0.81359
1.5173 | 2.2474 | 5 | 0.27778 | 1.3846 | -1.1226 | 0.80979
1.596 | 2.1921 | 6 | 0.33333 | 1.5 | -0.90272 | 0.78486
1.9067 | 2.0961 | 7 | 0.38889 | 1.6364 | -0.70831 | 0.74008
1.8973 | 2.0373 | 8 | 0.44444 | 1.8 | -0.53139 | 0.71164
6.1431 | 1.9067 | 9 | 0.5 | 2 | -0.36651 | 0.64536
| 1.8973 | 10 | 0.55556 | 2.25 | -0.20957 | 0.64045
2.87 | 1.8647 | 11 | 0.61111 | 2.5714 | -0.05714 | 0.62308
1.5695 | 1.776 | 12 | 0.66667 | 3 | 0.094048 | 0.57436
2.6275 | 1.6174 | 13 | 0.72222 | 3.6 | 0.24759 | 0.4808
2.0961 | 1.596 | 14 | 0.77778 | 4.5 | 0.40818 | 0.4675
2.1921 | 1.5695 | 15 | 0.83333 | 6 | 0.5832 | 0.45079
2.2474 | 1.5173 | 16 | 0.88889 | 9 | 0.7872 | 0.41695
1.6174 | 1.3855 | 17 | 0.94444 | 18 | 1.0614 | 0.32603
1.3855
y=
| Equation from plot: |  |  | y=-2.913x1.5935 |  |  | x
|  |  | a = | -2.913
|  |  | b= | 1.5935
|  |  | R2 | 0.86626
| Beta (or Shape Parameter) = |  |  | a | -2.913
| Alpha (or Characteristic Life) = |  |  | Exp(-b/Beta) | 1.7281
|  | Return period (years) T | Reliability, R | Low flow (m3/s)
|  | 2 | 0.5 | 1.9598
|  | 5 | 0.8 | 2.892
|  | 10 | 0.9 | 3.7418
|  | 20 | 0.95 | 4.7906
|  | 50 | 0.98 | 6.5964
|  | 100 | 0.99 | 8.383
Note on B11: Namrata Karki: Sort the data
Note on B58: Namrata Karki: Check equation

## 30-days low flow
CALCULATION FORM
Job: | Jhimruk khola |  |  | Date: | 2023-02-15 |  | Page
Subject: | Low flow analysis at Jhimruk |  |  | Job No: |  |  | Calc. By:
|  |  |  | Drg no: |  |  | Chkd. By:
Recommended By:
Approved By:
1. Calculation of 30-day low flow
30- Day minimum series | Q ascending | Rank | P=m/(n+1) | 1/(1-P) | ln(ln(1/(1-P))) | ln(Q)
1.9807 | 6.1431 | 1 | 0.055556 | 1.0588 | -2.8619 | 1.8153
2.0413 | 2.87 | 2 | 0.11111 | 1.125 | -2.1389 | 1.0543
2.478 | 2.8371 | 3 | 0.16667 | 1.2 | -1.702 | 1.0428
2.6123 | 2.7509 | 4 | 0.22222 | 1.2857 | -1.3811 | 1.0119
1.5537 | 2.7079 | 5 | 0.27778 | 1.3846 | -1.1226 | 0.99617
1.7499 | 2.6123 | 6 | 0.33333 | 1.5 | -0.90272 | 0.96023
1.9293 | 2.5453 | 7 | 0.38889 | 1.6364 | -0.70831 | 0.93426
2.1796 | 2.478 | 8 | 0.44444 | 1.8 | -0.53139 | 0.90745
6.1431 | 2.3422 | 9 | 0.5 | 2 | -0.36651 | 0.8511
| 2.1796 | 10 | 0.55556 | 2.25 | -0.20957 | 0.77913
2.87 | 2.0413 | 11 | 0.61111 | 2.5714 | -0.05714 | 0.7136
1.8158 | 1.9807 | 12 | 0.66667 | 3 | 0.094048 | 0.68343
2.8371 | 1.9293 | 13 | 0.72222 | 3.6 | 0.24759 | 0.65717
2.3422 | 1.8158 | 14 | 0.77778 | 4.5 | 0.40818 | 0.59651
2.5453 | 1.7499 | 15 | 0.83333 | 6 | 0.5832 | 0.55958
2.7509 | 1.7248 | 16 | 0.88889 | 9 | 0.7872 | 0.54512
1.7248 | 1.5537 | 17 | 0.94444 | 18 | 1.0614 | 0.44062
2.7079
| Equation from plot: |  |  | y=-3.1956x2.2171
|  |  | a = | -3.1956
|  |  | b= | 2.2171
|  |  | R2 | 0.87684
| Beta (or Shape Parameter) = |  |  | a | -3.1956
| Alpha (or Characteristic Life) = |  |  | Exp(-b/Beta) | 2.0013
|  | Return period (years) T | Reliability, R | Low flow (m3/s)
|  | 2 | 0.5 | 2.2445
|  | 5 | 0.8 | 3.2001
|  | 10 | 0.9 | 4.0471
|  | 20 | 0.95 | 5.0696
|  | 50 | 0.98 | 6.7858
|  | 100 | 0.99 | 8.4429
Note on B10: Namrata Karki: Sort the data
Note on B57: Namrata Karki: Check equation

## Daily data
CALCULATION FORM
Job: | Jhimruk khola | Date: |  |  | Page | 1 of 1
Subject: | Low flow analysis at Jhimruk | Job No: | 932045 |  | Calc. By: | KB
|  | Drg no: |  |  | Chkd. By: | SPB
[5 empty] | Recommended By: | SPB
[5 empty] | Approved By: | MS
Generation of minimum flow series for 1-day, 7-day, 15-day and 30-day period | [9 empty] | 6835
Day | Discharge at the intake site | Flow, m3/s
|  | 7-day series | 15-day series | 30-day series | Years | Min 1-day | Min 7-day | Min 15-day | Min 30-day |  |  |  |  | Min 1-day | Min 7-day | Min 15-day | Min 30-day
Shrawan 1, 2061 | 42.13 |  |  |  | 61/62 | 1.6 | 1.7614 | 1.776 | 1.9807 |  | 13 | 379 | 366 | =MIN(B13:B379) | =MIN(D13:D379) | =MIN(E13:E379) | =MIN(F13:F379)
Shrawan 2, 2061 | 97.3 |  |  |  | 62/63 | 1.57 | 1.71 | 1.8647 | 2.0413 |  | 380 | 745 | 365 | =MIN(B380:B745) | =MIN(D380:D745) | =MIN(E380:E745) | =MIN(F380:F745)
Shrawan 3, 2061 | 148.22 |  |  |  | 63/64 | 2 | 2.1414 | 2.256 | 2.478 |  | 746 | 1111 | 365 | =MIN(B746:B1111) | =MIN(D746:D1111) | =MIN(E746:E1111) | =MIN(F746:F1111)
Shrawan 4, 2061 | 113.5 |  |  |  | 64/65 | 1.23 | 1.8171 | 2.0373 | 2.6123 |  | 1112 | 1476 | 364 | =MIN(B1112:B1476) | =MIN(D1112:D1476) | =MIN(E1112:E1476) | =MIN(F1112:F1476)
Shrawan 5, 2061 | 54.4 |  |  |  | 65/66 | 1.1 | 1.4114 | 1.5173 | 1.5537 |  | 1477 | 1842 | 365 | =MIN(B1477:B1842) | =MIN(D1477:D1842) | =MIN(E1477:E1842) | =MIN(F1477:F1842)
Shrawan 6, 2061 | 67.75 |  |  |  | 66/67 | 1.4 | 1.5371 | 1.596 | 1.7499 |  | 1843 | 2208 | 365 | =MIN(B1843:B2208) | =MIN(D1843:D2208) | =MIN(E1843:E2208) | =MIN(F1843:F2208)
Shrawan 7, 2061 | 67.75 |  |  |  | 67/68 | 1.56 | 1.7157 | 1.9067 | 1.9293 |  | 2209 | 2574 | 365 | =MIN(B2209:B2574) | =MIN(D2209:D2574) | =MIN(E2209:E2574) | =MIN(F2209:F2574)
Shrawan 8, 2061 | 42.13 |  |  |  | 68/69 | 1.62 | 1.8271 | 1.8973 | 2.1796 |  | 2575 | 2940 | 365 | =MIN(B2575:B2940) | =MIN(D2575:D2940) | =MIN(E2575:E2940) | =MIN(F2575:F2940)
Shrawan 9, 2061 | 31 |  |  |  | 69/70 | 6.0127 | 6.1431 | 6.1431 | 6.1431 |  | 2941 | 3318 | 377 | =MIN(B2941:B3318) | =MIN(D2941:D3318) | =MIN(E2941:E3318) | =MIN(F2941:F3318)
Shrawan 10, 2061 | 82 |  |  |  | 70/71 | 0 | 0 | 0 | 0 |  | 3319 | 3702 | 383 | =MIN(B3319:B3702) | =MIN(D3319:D3702) | =MIN(E3319:E3702) | =MIN(F3319:F3702)
Shrawan 11, 2061 | 42.13 |  |  |  | 71/72 | 2.62 | 2.8271 | 2.87 | 2.87 |  | 3703 | 4083 | 380 | =MIN(B3703:B4083) | =MIN(D3703:D4083) | =MIN(E3703:E4083) | =MIN(F3703:F4083)
Shrawan 12, 2061 | 269.7 |  |  |  | 72/73 | 1.33 | 1.38 | 1.5695 | 1.8158 |  | 4084 | 4448 | 364 | =MIN(B4084:B4448) | =MIN(D4084:D4448) | =MIN(E4084:E4448) | =MIN(F4084:F4448)
Shrawan 13, 2061 | 148 |  |  |  | 73/74 | 2.2577 | 2.4773 | 2.6275 | 2.8371 |  | 4449 | 4813 | 364 | =MIN(B4449:B4813) | =MIN(D4449:D4813) | =MIN(E4449:E4813) | =MIN(F4449:F4813)
Shrawan 14, 2061 | 148 |  |  |  | 74/75 | 1.3877 | 1.9589 | 2.0961 | 2.3422 |  | 4814 | 5185 | 371 | =MIN(B4814:B5185) | =MIN(D4814:D5185) | =MIN(E4814:E5185) | =MIN(F4814:F5185)
Shrawan 15, 2061 | 148 |  |  |  | 75/76 | 0.235 | 1.632 | 2.1921 | 2.5453 |  | 5186 | 5531 | 345 | =MIN(B5186:B5531) | =MIN(D5186:D5531) | =MIN(E5186:E5531) | =MIN(F5186:F5531)
Shrawan 16, 2061 | 97 |  |  |  | 76/77 | 1.2884 | 1.9268 | 2.2474 | 2.7509 |  | 5532 | 5905 | 373 | =MIN(B5532:B5905) | =MIN(D5532:D5905) | =MIN(E5532:E5905) | =MIN(F5532:F5905)
Shrawan 17, 2061 | 42 |  |  |  | 77/78 | 0.68321 | 1.6025 | 1.6174 | 1.7248 |  | 5906 | 6272 | 366 | =MIN(B5906:B6272) | =MIN(D5906:D6272) | =MIN(E5906:E6272) | =MIN(F5906:F6272)
Shrawan 18, 2061 | 54.5 |  |  |  | 78/79 | 0.33852 | 0.33852 | 1.3855 | 2.7079 |  | 6273 | 6639 | 366 | =MIN(B6273:B6639) | =MIN(D6273:D6639) | =MIN(E6273:E6639) | =MIN(F6273:F6639)
Shrawan 19, 2061 | 31 |  |  |  | 78/79
Shrawan 20, 2061 | 31
Shrawan 21, 2061 | 42
Shrawan 22, 2061 | 42 | [9 empty] | 384 | 384 | 0 | =MIN(E384:E384) | =MIN(F384:F384) | =MIN(G384:G384) | =MIN(H384:H384)
Shrawan 23, 2061 | 31 | [9 empty] | 768 | 768 | 0 | =MIN(E768:E768) | =MIN(F768:F768) | =MIN(G768:G768) | =MIN(H768:H768)
Shrawan 24, 2061 | 31 | [9 empty] | 1152 | 1152 | 0 | =MIN(E1152:E1152) | =MIN(F1152:F1152) | =MIN(G1152:G1152) | =MIN(H1152:H1152)
Shrawan 25, 2061 | 31 | [9 empty] | 1536 | 1536 | 0 | =MIN(E1536:E1536) | =MIN(F1536:F1536) | =MIN(G1536:G1536) | =MIN(H1536:H1536)
Shrawan 26, 2061 | 31 | [9 empty] | 1920 | 1920 | 0 | =MIN(E1920:E1920) | =MIN(F1920:F1920) | =MIN(G1920:G1920) | =MIN(H1920:H1920)
Shrawan 27, 2061 | 26 | [9 empty] | 2304 | 2304 | 0 | =MIN(E2304:E2304) | =MIN(F2304:F2304) | =MIN(G2304:G2304) | =MIN(H2304:H2304)
Shrawan 28, 2061 | 26 | [9 empty] | 2688 | 2688 | 0 | =MIN(E2688:E2688) | =MIN(F2688:F2688) | =MIN(G2688:G2688) | =MIN(H2688:H2688)
Shrawan 29, 2061 | 21 | [9 empty] | 3072 | 3072 | 0 | =MIN(E3072:E3072) | =MIN(F3072:F3072) | =MIN(G3072:G3072) | =MIN(H3072:H3072)
Shrawan 30, 2061 | 21
Shrawan 31, 2061 | 21
Shrawan 32, 2061 | 25.5
Bhadra 1, 2061 | 54.8
Bhadra 2, 2061 | 77.8
Bhadra 3, 2061 | 153.8
Bhadra 4, 2061 | 292.8
Bhadra 5, 2061 | 121.4
Bhadra 6, 2061 | 77.8
Bhadra 7, 2061 | 65.8 | 120.6 | 69.78 | 76.201
Bhadra 8, 2061 | 54.78 | 120.5971 | 71.3653 | 75.2937
Bhadra 9, 2061 | 43.8 | 115.74 | 72.2187 | 75.3493
Bhadra 10, 2061 | 43.8 | 100.0257 | 73.4053 | 67.8193
Bhadra 11, 2061 | 38.7 | 63.7257 | 74.252 | 64.176
Bhadra 12, 2061 | 82.4 | 58.1543 | 78.3453 | 61.9893
Bhadra 13, 2061 | 189.5 | 74.1114 | 89.5787 | 63.3727
Bhadra 14, 2061 | 89 | 77.4257 | 94.112 | 63.106
Bhadra 15, 2061 | 228 | 102.1714 | 107.612 | 69.306
Bhadra 16, 2061 | 153.8 | 117.8857 | 114.212 | 72.616
Bhadra 17, 2061 | 153 | 133.4857 | 119.2253 | 76.6827
Bhadra 18, 2061 | 162 | 151.1 | 119.772 | 81.0493
Bhadra 19, 2061 | 192.6 | 166.8429 | 113.092 | 86.0693
Bhadra 20, 2061 | 138.5 | 159.5571 | 114.232 | 89.286
Bhadra 21, 2061 | 72 | 157.1286 | 113.8453 | 90.6527
Bhadra 22, 2061 | 64.7 | 133.8 | 113.772 | 91.776
Bhadra 23, 2061 | 68 | 121.5429 | 114.6533 | 93.0093
Bhadra 24, 2061 | 677 | 196.4 | 156.8667 | 114.5427
Bhadra 25, 2061 | 289 | 214.5429 | 173.2133 | 123.3093
Bhadra 26, 2061 | 154 | 209.0286 | 180.9 | 127.576
Bhadra 27, 2061 | 124 | 206.9571 | 183.6733 | 131.0093
Bhadra 28, 2061 | 98.66 | 210.7657 | 177.6173 | 133.598
Bhadra 29, 2061 | 110.9 | 217.3657 | 179.0773 | 136.5947
Bhadra 30, 2061 | 71.3 | 217.8371 | 168.6307 | 138.1213
Bhadra 31, 2061 | 80.1 | 132.5657 | 163.7173 | 138.9647
Ashwin 1, 2061 | 79 | 102.5657 | 158.784 | 139.0047
Ashwin 2, 2061 | 59 | 88.9943 | 151.9173 | 135.8447
Ashwin 3, 2061 | 78 | 82.4229 | 144.2773 | 128.6847
Ashwin 4, 2061 | 77 | 79.3286 | 140.1773 | 127.2047
Ashwin 5, 2061 | 74 | 74.0571 | 140.3107 | 127.078
Ashwin 6, 2061 | 50 | 71.0143 | 139.3307 | 126.5513
Ashwin 7, 2061 | 44 | 65.8571 | 137.7307 | 126.192
Ashwin 8, 2061 | 44 | 60.8571 | 95.5307 | 126.1987
Ashwin 9, 2061 | 28 | 56.4286 | 78.1307 | 125.672
Ashwin 10, 2061 | 22 | 48.4286 | 69.3307 | 125.1153
Ashwin 11, 2061 | 22 | 40.5714 | 62.5307 | 123.102
Ashwin 12, 2061 | 22 | 33.1429 | 57.42 | 117.5187
Ashwin 13, 2061 | 33 | 30.7143 | 52.2267 | 115.652
Ashwin 14, 2061 | 40 | 30.1429 | 50.14 | 109.3853
Ashwin 15, 2061 | 98 | 37.8571 | 51.3333 | 107.5253
Ashwin 16, 2061 | 92 | 47 | 52.2 | 105.492
Ashwin 17, 2061 | 83 | 55.7143 | 53.8 | 102.8587
Ashwin 18, 2061 | 72 | 62.8571 | 53.4 | 98.8387
Ashwin 19, 2061 | 64 | 68.8571 | 52.5333 | 96.3553
Ashwin 20, 2061 | 61 | 72.8571 | 51.6667 | 95.9887
Ashwin 21, 2061 | 39 | 72.7143 | 50.9333 | 95.132
Ashwin 22, 2061 | 37 | 64 | 50.4667 | 94.0987
Ashwin 23, 2061 | 43 | 57 | 50.4 | 72.9653
Ashwin 24, 2061 | 63 | 54.1429 | 52.7333 | 65.432
Ashwin 25, 2061 | 40 | 49.5714 | 53.9333 | 61.632
Ashwin 26, 2061 | 37 | 45.7143 | 54.9333 | 58.732
Ashwin 27, 2061 | 33 | 41.7143 | 55.6667 | 56.5433
Ashwin 28, 2061 | 33 | 40.8571 | 55.6667 | 53.9467
Ashwin 29, 2061 | 27 | 39.4286 | 54.8 | 52.47
Ashwin 30, 2061 | 25 | 36.8571 | 49.9333 | 50.6333
Kartik 1, 2061 | 22 | 31 | 45.2667 | 48.7333
Kartik 2, 2061 | 22 | 28.4286 | 41.2 | 47.5
Kartik 3, 2061 | 22 | 26.2857 | 37.8667 | 45.6333
Kartik 4, 2061 | 21 | 24.5714 | 35 | 43.7667
Kartik 5, 2061 | 18 | 22.4286 | 32.1333 | 41.9
Kartik 6, 2061 | 15.5 | 20.7857 | 30.5667 | 40.75
Kartik 7, 2061 | 15.5 | 19.4286 | 29.1333 | 39.8
Kartik 8, 2061 | 15.5 | 18.5 | 27.3 | 38.85
Kartik 9, 2061 | 15.5 | 17.5714 | 24.1333 | 38.4333
Kartik 10, 2061 | 15.5 | 16.6429 | 22.5 | 38.2167
Kartik 11, 2061 | 15.5 | 15.8571 | 21.0667 | 38
Kartik 12, 2061 | 14 | 15.2857 | 19.8 | 37.7333
Kartik 13, 2061 | 14 | 15.0714 | 18.5333 | 37.1
Kartik 14, 2061 | 14 | 14.8571 | 17.6667 | 36.2333
Kartik 15, 2061 | 14 | 14.6429 | 16.9333 | 33.4333
Kartik 16, 2061 | 14 | 14.4286 | 16.4 | 30.8333
Kartik 17, 2061 | 14 | 14.2143 | 15.8667 | 28.5333
Kartik 18, 2061 | 14 | 14 | 15.3333 | 26.6
Kartik 19, 2061 | 12.5 | 13.7857 | 14.7667 | 24.8833
Kartik 20, 2061 | 12 | 13.5 | 14.3667 | 23.25
Kartik 21, 2061 | 13 | 13.3571 | 14.2 | 22.3833
Kartik 22, 2061 | 12.5 | 13.1429 | 14 | 21.5667
Kartik 23, 2061 | 14 | 13.1429 | 13.9 | 20.6
Kartik 24, 2061 | 15 | 13.2857 | 13.8667 | 19
Kartik 25, 2061 | 13 | 13.1429 | 13.7 | 18.1
Kartik 26, 2061 | 13 | 13.2143 | 13.5333 | 17.3
Kartik 27, 2061 | 13 | 13.3571 | 13.4667 | 16.6333
Kartik 28, 2061 | 11.5 | 13.1429 | 13.3 | 15.9167
Kartik 29, 2061 | 11.5 | 13 | 13.1333 | 15.4
Kartik 30, 2061 | 11.5 | 12.6429 | 12.9667 | 14.95
Mangsir 1, 2061 | 10.5 | 12 | 12.7333 | 14.5667
Mangsir 2, 2061 | 11 | 11.7143 | 12.5333 | 14.2
Mangsir 3, 2061 | 11 | 11.4286 | 12.3333 | 13.8333
Mangsir 4, 2061 | 11 | 11.1429 | 12.2333 | 13.5
Mangsir 5, 2061 | 9.5 | 10.8571 | 12.0667 | 13.2167
Mangsir 6, 2061 | 9.5 | 10.5714 | 11.8333 | 13.0167
Mangsir 7, 2061 | 9.5 | 10.2857 | 11.6333 | 12.8167
Mangsir 8, 2061 | 9.5 | 10.1429 | 11.3333 | 12.6167
Mangsir 9, 2061 | 10.5 | 10.0714 | 11.0333 | 12.45
Mangsir 10, 2061 | 10 | 9.9286 | 10.8333 | 12.2667
Mangsir 11, 2061 | 9 | 9.6429 | 10.5667 | 12.05
Mangsir 12, 2061 | 9 | 9.5714 | 10.3 | 11.8833
Mangsir 13, 2061 | 9.5 | 9.5714 | 10.1667 | 11.7333
Mangsir 14, 2061 | 7.5 | 9.2857 | 9.9 | 11.5167
Mangsir 15, 2061 | 7.5 | 9 | 9.6333 | 11.3
Mangsir 16, 2061 | 7.5 | 8.5714 | 9.4333 | 11.0833
Mangsir 17, 2061 | 7.5 | 8.2143 | 9.2 | 10.8667
Mangsir 18, 2061 | 7.5 | 8 | 8.9667 | 10.65
Mangsir 19, 2061 | 7 | 7.7143 | 8.7 | 10.4667
Mangsir 20, 2061 | 6.5 | 7.2857 | 8.5 | 10.2833
Mangsir 21, 2061 | 6.5 | 7.1429 | 8.3 | 10.0667
Mangsir 22, 2061 | 6.5 | 7 | 8.1 | 9.8667
Mangsir 23, 2061 | 6.5 | 6.8571 | 7.9 | 9.6167
Mangsir 24, 2061 | 6.5 | 6.7143 | 7.6333 | 9.3333
Mangsir 25, 2061 | 5.5 | 6.4286 | 7.3333 | 9.0833
Mangsir 26, 2061 | 5.5 | 6.2143 | 7.1 | 8.8333
Mangsir 27, 2061 | 5.5 | 6.0714 | 6.8667 | 8.5833
Mangsir 28, 2061 | 5.5 | 5.9286 | 6.6 | 8.3833
Mangsir 29, 2061 | 5.5 | 5.7857 | 6.4667 | 8.1833
Mangsir 30, 2061 | 5 | 5.5714 | 6.3 | 7.9667
Poush 1, 2061 | 5 | 5.3571 | 6.1333 | 7.7833
Poush 2, 2061 | 5 | 5.2857 | 5.9667 | 7.5833
Poush 3, 2061 | 5 | 5.2143 | 5.8 | 7.3833
Poush 4, 2061 | 5 | 5.1429 | 5.6667 | 7.1833
Poush 5, 2061 | 5 | 5.0714 | 5.5667 | 7.0333
Poush 6, 2061 | 5 | 5 | 5.4667 | 6.8833
Poush 7, 2061 | 5 | 5 | 5.3667 | 6.7333
Poush 8, 2061 | 5 | 5 | 5.2667 | 6.5833
Poush 9, 2061 | 5 | 5 | 5.1667 | 6.4
Poush 10, 2061 | 5 | 5 | 5.1333 | 6.2333
Poush 11, 2061 | 4.8 | 4.9714 | 5.0867 | 6.0933
Poush 12, 2061 | 4.6 | 4.9143 | 5.0267 | 5.9467
Poush 13, 2061 | 4.6 | 4.8571 | 4.9667 | 5.7833
Poush 14, 2061 | 4.6 | 4.8 | 4.9067 | 5.6867
Poush 15, 2061 | 4.6 | 4.7429 | 4.88 | 5.59
Poush 16, 2061 | 4.6 | 4.6857 | 4.8533 | 5.4933
Poush 17, 2061 | 4.6 | 4.6286 | 4.8267 | 5.3967
Poush 18, 2061 | 4.6 | 4.6 | 4.8 | 5.3
Poush 19, 2061 | 4.4 | 4.5714 | 4.76 | 5.2133
Poush 20, 2061 | 4.3 | 4.5286 | 4.7133 | 5.14
Poush 21, 2061 | 4.3 | 4.4857 | 4.6667 | 5.0667
Poush 22, 2061 | 4.3 | 4.4429 | 4.62 | 4.9933
Poush 23, 2061 | 4.3 | 4.4 | 4.5733 | 4.92
Poush 24, 2061 | 4 | 4.3143 | 4.5067 | 4.8367
Poush 25, 2061 | 4 | 4.2286 | 4.44 | 4.7867
Poush 26, 2061 | 4 | 4.1714 | 4.3867 | 4.7367
Poush 27, 2061 | 4 | 4.1286 | 4.3467 | 4.6867
Poush 28, 2061 | 4.4 | 4.1429 | 4.3333 | 4.65
Poush 29, 2061 | 4.6 | 4.1857 | 4.3333 | 4.62
Magh 1, 2061 | 4.33 | 4.19 | 4.3153 | 4.5977
Magh 2, 2061 | 4.33 | 4.2371 | 4.2973 | 4.5753
Magh 3, 2061 | 4.33 | 4.2843 | 4.2793 | 4.553
Magh 4, 2061 | 4.58 | 4.3671 | 4.278 | 4.539
Magh 5, 2061 | 6 | 4.6529 | 4.3847 | 4.5723
Magh 6, 2061 | 6.39 | 4.9371 | 4.524 | 4.6187
Magh 7, 2061 | 6.39 | 5.1929 | 4.6633 | 4.665
Magh 8, 2061 | 6.39 | 5.4871 | 4.8027 | 4.7113
Magh 9, 2061 | 6.6 | 5.8114 | 4.956 | 4.7647
Magh 10, 2061 | 7 | 6.1929 | 5.156 | 4.8313
Magh 11, 2061 | 7.48 | 6.6071 | 5.388 | 4.914
Magh 12, 2061 | 7.48 | 6.8186 | 5.62 | 5.0033
Magh 13, 2061 | 7.48 | 6.9743 | 5.852 | 5.0993
Magh 14, 2061 | 6.73 | 7.0229 | 6.0073 | 5.1703
Magh 15, 2061 | 6.39 | 7.0229 | 6.1267 | 5.23
Magh 16, 2061 | 6.39 | 6.9929 | 6.264 | 5.2897
Magh 17, 2061 | 6.39 | 6.9057 | 6.4013 | 5.3493
Magh 18, 2061 | 5.6 | 6.6371 | 6.486 | 5.3827
Magh 19, 2061 | 5.39 | 6.3386 | 6.54 | 5.409
Magh 20, 2061 | 5.39 | 6.04 | 6.4993 | 5.442
Magh 21, 2061 | 5.39 | 5.8486 | 6.4327 | 5.4783
Magh 22, 2061 | 5 | 5.65 | 6.34 | 5.5017
Magh 23, 2061 | 4.94 | 5.4429 | 6.2433 | 5.523
Magh 24, 2061 | 4.94 | 5.2357 | 6.1327 | 5.5443
Magh 25, 2061 | 4.94 | 5.1414 | 5.9953 | 5.5757
Magh 26, 2061 | 4.94 | 5.0771 | 5.826 | 5.607
Magh 27, 2061 | 4.94 | 5.0129 | 5.6567 | 5.6383
Magh 28, 2061 | 4.89 | 4.9414 | 5.484 | 5.668
Magh 29, 2061 | 4 | 4.7986 | 5.302 | 5.6547
Falgun 1, 2061 | 3.67 | 4.6171 | 5.1207 | 5.6237
Falgun 2, 2061 | 3.1 | 4.3543 | 4.9013 | 5.5827
Falgun 3, 2061 | 3 | 4.0771 | 4.6753 | 5.5383
Falgun 4, 2061 | 2.95 | 3.7929 | 4.4987 | 5.4923
Falgun 5, 2061 | 2.95 | 3.5086 | 4.336 | 5.438
Falgun 6, 2061 | 2.95 | 3.2314 | 4.1733 | 5.3363
Falgun 7, 2061 | 2.95 | 3.0814 | 4.0107 | 5.2217
Falgun 8, 2061 | 2.95 | 2.9786 | 3.874 | 5.107
Falgun 9, 2061 | 2.95 | 2.9571 | 3.7413 | 4.9923
Falgun 10, 2061 | 2.95 | 2.95 | 3.6087 | 4.8707
Falgun 11, 2061 | 3.33 | 3.0043 | 3.5013 | 4.7483
Falgun 12, 2061 | 3.47 | 3.0786 | 3.4033 | 4.6147
Falgun 13, 2061 | 3.2 | 3.1143 | 3.2873 | 4.472
Falgun 14, 2061 | 3.2 | 3.15 | 3.1747 | 4.3293
Falgun 15, 2061 | 3.2 | 3.1857 | 3.1213 | 4.2117
Falgun 16, 2061 | 3.15 | 3.2143 | 3.0867 | 4.1037
Falgun 17, 2061 | 3 | 3.2214 | 3.08 | 3.9907
Falgun 18, 2061 | 2.9 | 3.16 | 3.0733 | 3.8743
Falgun 19, 2061 | 2.9 | 3.0786 | 3.07 | 3.7843
Falgun 20, 2061 | 2.9 | 3.0357 | 3.0667 | 3.7013
Falgun 21, 2061 | 2.9 | 2.9929 | 3.0633 | 3.6183
Falgun 22, 2061 | 2.9 | 2.95 | 3.06 | 3.5353
Falgun 23, 2061 | 2.9 | 2.9143 | 3.0567 | 3.4653
Falgun 24, 2061 | 2.8 | 2.8857 | 3.0467 | 3.394
Falgun 25, 2061 | 2.7 | 2.8571 | 3.03 | 3.3193
Falgun 26, 2061 | 2.65 | 2.8214 | 2.9847 | 3.243
Falgun 27, 2061 | 2.55 | 2.7714 | 2.9233 | 3.1633
Falgun 28, 2061 | 2.5 | 2.7143 | 2.8767 | 3.082
Falgun 29, 2061 | 2.82 | 2.7029 | 2.8513 | 3.013
Falgun 30, 2061 | 2.75 | 2.6814 | 2.8213 | 2.9713
Chaitra 1, 2061 | 2.5 | 2.6386 | 2.778 | 2.9323
Chaitra 2, 2061 | 2.48 | 2.6071 | 2.7433 | 2.9117
Chaitra 3, 2061 | 2.38 | 2.5686 | 2.7087 | 2.891
Chaitra 4, 2061 | 2.36 | 2.5414 | 2.6727 | 2.8713
Chaitra 5, 2061 | 2.55 | 2.5486 | 2.6493 | 2.858
Chaitra 6, 2061 | 2.7 | 2.5314 | 2.636 | 2.8497
Chaitra 7, 2061 | 2.67 | 2.52 | 2.6207 | 2.8403
Chaitra 8, 2061 | 2.66 | 2.5429 | 2.6047 | 2.8307
Chaitra 9, 2061 | 2.65 | 2.5671 | 2.5947 | 2.8207
Chaitra 10, 2061 | 2.65 | 2.6057 | 2.5913 | 2.8107
Chaitra 11, 2061 | 2.62 | 2.6429 | 2.5893 | 2.787
Chaitra 12, 2061 | 2.55 | 2.6429 | 2.5893 | 2.7563
Chaitra 13, 2061 | 2.55 | 2.6214 | 2.5927 | 2.7347
Chaitra 14, 2061 | 2.5 | 2.5971 | 2.5713 | 2.7113
Chaitra 15, 2061 | 2.45 | 2.5671 | 2.5513 | 2.6863
Chaitra 16, 2061 | 2.4 | 2.5314 | 2.5447 | 2.6613
Chaitra 17, 2061 | 2.35 | 2.4886 | 2.536 | 2.6397
Chaitra 18, 2061 | 2.25 | 2.4357 | 2.5273 | 2.618
Chaitra 19, 2061 | 2.1 | 2.3714 | 2.51 | 2.5913
Chaitra 20, 2061 | 2.05 | 2.3 | 2.4767 | 2.563
Chaitra 21, 2061 | 1.85 | 2.2071 | 2.42 | 2.528
Chaitra 22, 2061 | 1.78 | 2.1114 | 2.3607 | 2.4907
Chaitra 23, 2061 | 1.79 | 2.0243 | 2.3027 | 2.4537
Chaitra 24, 2061 | 1.78 | 1.9429 | 2.2447 | 2.4197
Chaitra 25, 2061 | 1.76 | 1.8729 | 2.1853 | 2.3883
Chaitra 26, 2061 | 1.78 | 1.8271 | 2.1293 | 2.3593
Chaitra 27, 2061 | 1.76 | 1.7857 | 2.0767 | 2.333
Chaitra 28, 2061 | 1.78 | 1.7757 | 2.0253 | 2.309
Chaitra 29, 2061 | 1.79 | 1.7771 | 1.978 | 2.2747
Chaitra 30, 2061 | 1.78 | 1.7757 | 1.9333 | 2.2423
Chaitra 31, 2061 | 1.74 | 1.77 | 1.8893 | 2.217
Chaitra 32, 2061 | 1.7 | 1.7614 | 1.846 | 2.191
Baishakh 1, 2062 | 1.95 | 1.7857 | 1.826 | 2.1767
Baishakh 2, 2062 | 1.875 | 1.8021 | 1.811 | 2.1605
Baishakh 3, 2062 | 1.85 | 1.8121 | 1.7977 | 2.1372
Baishakh 4, 2062 | 1.835 | 1.8186 | 1.7967 | 2.1083
Baishakh 5, 2062 | 1.8 | 1.8214 | 1.798 | 2.0793
Baishakh 6, 2062 | 1.75 | 1.8229 | 1.7953 | 2.049
Baishakh 7, 2062 | 1.6 | 1.8086 | 1.7833 | 2.014
Baishakh 8, 2062 | 1.65 | 1.7657 | 1.776 | 1.9807
Baishakh 9, 2062 | 3 | 1.9264 | 1.8573 | 1.9933
Baishakh 10, 2062 | 3.14 | 2.1107 | 1.9493 | 2.013
Baishakh 11, 2062 | 3.57 | 2.3586 | 2.0687 | 2.047
Baishakh 12, 2062 | 3.3 | 2.5729 | 2.1693 | 2.0737
Baishakh 13, 2062 | 3.25 | 2.7871 | 2.2673 | 2.1003
Baishakh 14, 2062 | 3.2 | 3.0157 | 2.3647 | 2.127
Baishakh 15, 2062 | 3.15 | 3.23 | 2.4613 | 2.1537
Baishakh 16, 2062 | 3.15 | 3.2514 | 2.5413 | 2.1837
Baishakh 17, 2062 | 3.11 | 3.2471 | 2.6237 | 2.2173
Baishakh 18, 2062 | 3.1 | 3.18 | 2.707 | 2.2523
Baishakh 19, 2062 | 3.1 | 3.1514 | 2.7913 | 2.294
Baishakh 20, 2062 | 3.05 | 3.1229 | 2.8747 | 2.3363
Baishakh 21, 2062 | 3.05 | 3.1014 | 2.9613 | 2.3783
Baishakh 22, 2062 | 3.11 | 3.0957 | 3.062 | 2.4227
Baishakh 23, 2062 | 3.125 | 3.0921 | 3.1603 | 2.4682
Baishakh 24, 2062 | 3.25 | 3.1121 | 3.177 | 2.5172
Baishakh 25, 2062 | 3.25 | 3.1336 | 3.1843 | 2.5668
Baishakh 26, 2062 | 3.06 | 3.1279 | 3.1503 | 2.6095
Baishakh 27, 2062 | 3.03 | 3.125 | 3.1323 | 2.6508
Baishakh 28, 2062 | 3.02 | 3.1207 | 3.117 | 2.6922
Baishakh 29, 2062 | 2.8 | 3.0764 | 3.0903 | 2.7275
Baishakh 30, 2062 | 2.6 | 3.0014 | 3.0537 | 2.7575
Baishakh 31, 2062 | 2.55 | 2.9014 | 3.0137 | 2.7775
Jestha 1, 2062 | 7.9 | 3.5657 | 3.333 | 2.9783
Jestha 2, 2062 | 4.2 | 3.7286 | 3.4063 | 3.0567
Jestha 3, 2062 | 5.5 | 4.0814 | 3.5663 | 3.1788
Jestha 4, 2062 | 5 | 4.3643 | 3.6963 | 3.2855
Jestha 5, 2062 | 8.4 | 5.1643 | 4.053 | 3.5072
Jestha 6, 2062 | 7.4 | 5.85 | 4.339 | 3.7005
Jestha 7, 2062 | 8.4 | 6.6857 | 4.6907 | 3.9255
Jestha 8, 2062 | 4.8 | 6.2429 | 4.794 | 3.9855
Jestha 9, 2062 | 3.9 | 6.2 | 4.8373 | 4.0108
Jestha 10, 2062 | 3.8 | 5.9571 | 4.8867 | 4.0185
Jestha 11, 2062 | 12.9 | 7.0857 | 5.5447 | 4.3385
Jestha 12, 2062 | 6 | 6.7429 | 5.7433 | 4.4302
Jestha 13, 2062 | 4.1 | 6.2714 | 5.83 | 4.4602
Jestha 14, 2062 | 3.8 | 5.6143 | 5.91 | 4.4818
Jestha 15, 2062 | 3.2 | 5.3857 | 5.9533 | 4.4835
Jestha 16, 2062 | 3 | 5.2571 | 5.6267 | 4.4798
Jestha 17, 2062 | 2.8 | 5.1143 | 5.5333 | 4.4698
Jestha 18, 2062 | 2.6 | 3.6429 | 5.34 | 4.4532
Jestha 19, 2062 | 2.6 | 3.1571 | 5.18 | 4.4382
Jestha 20, 2062 | 2.55 | 2.9357 | 4.79 | 4.4215
Jestha 21, 2062 | 2.8 | 2.7929 | 4.4833 | 4.4112
Jestha 22, 2062 | 7 | 3.3357 | 4.39 | 4.5403
Jestha 23, 2062 | 4.2 | 3.5071 | 4.35 | 4.572
Jestha 24, 2062 | 6 | 3.9643 | 4.49 | 4.6637
Jestha 25, 2062 | 4.5 | 4.2357 | 4.5367 | 4.7117
Jestha 26, 2062 | 3.6 | 4.3786 | 3.9167 | 4.7307
Jestha 27, 2062 | 3 | 4.4429 | 3.7167 | 4.73
Jestha 28, 2062 | 12.9 | 5.8857 | 4.3033 | 5.0667
Jestha 29, 2062 | 7 | 5.8857 | 4.5167 | 5.2133
Jestha 30, 2062 | 12 | 7 | 5.1033 | 5.5283
Jestha 31, 2062 | 6 | 7 | 5.3033 | 5.465
Ashadh 1, 2062 | 5.7 | 7.1714 | 5.4967 | 5.515
Ashadh 2, 2062 | 3.2 | 7.1143 | 5.5367 | 5.4383
Ashadh 3, 2062 | 3.2 | 7.1429 | 5.5767 | 5.3783
Ashadh 4, 2062 | 3 | 5.7286 | 5.6067 | 5.1983
Ashadh 5, 2062 | 2.9 | 5.1429 | 5.6133 | 5.0483
Ashadh 6, 2062 | 9 | 4.7143 | 5.7467 | 5.0683
Ashadh 7, 2062 | 12.97 | 5.71 | 6.3313 | 5.3407
Ashadh 8, 2062 | 12.97 | 6.7486 | 6.796 | 5.643
Ashadh 9, 2062 | 10.46 | 7.7857 | 7.1933 | 5.865
Ashadh 10, 2062 | 23.9 | 10.7429 | 8.5467 | 6.2317
Ashadh 11, 2062 | 12.97 | 12.1671 | 9.2113 | 6.464
Ashadh 12, 2062 | 9.51 | 13.1114 | 8.9853 | 6.6443
Ashadh 13, 2062 | 60.4 | 20.4543 | 12.5453 | 8.531
Ashadh 14, 2062 | 32.2 | 23.2014 | 13.892 | 9.4977
Ashadh 15, 2062 | 19.36 | 24.1143 | 14.7827 | 10.043
Ashadh 16, 2062 | 23.57 | 25.9871 | 15.974 | 10.7353
Ashadh 17, 2062 | 21 | 25.5729 | 17.1607 | 11.3487
Ashadh 18, 2062 | 32 | 28.2914 | 19.0807 | 12.3287
Ashadh 19, 2062 | 23 | 30.2186 | 20.414 | 13.0103
Ashadh 20, 2062 | 29 | 25.7329 | 22.154 | 13.8837
Ashadh 21, 2062 | 29.7 | 25.3757 | 23.534 | 14.6403
Ashadh 22, 2062 | 170 | 46.8957 | 34.0027 | 20.167
Ashadh 23, 2062 | 121 | 60.8143 | 41.2047 | 24.0003
Ashadh 24, 2062 | 39 | 63.3857 | 43.1073 | 25.1503
Ashadh 25, 2062 | 77.7 | 69.9143 | 46.694 | 27.6203
Ashadh 26, 2062 | 235.5 | 100.2714 | 61.5293 | 35.3703
Ashadh 27, 2062 | 106.5 | 111.3429 | 67.9953 | 38.4903
Ashadh 28, 2062 | 91 | 120.1 | 70.0353 | 41.2903
Ashadh 29, 2062 | 149 | 117.1 | 77.822 | 45.857
Ashadh 30, 2062 | 160 | 122.6714 | 87.198 | 50.9903
Ashadh 31, 2062 | 106.5 | 132.3143 | 92.7267 | 54.3503
Shrawan 1, 2062 | 94.5 | 134.7143 | 97.6267 | 57.3937
Shrawan 2, 2062 | 133.5 | 120.1429 | 104.3933 | 61.737
Shrawan 3, 2062 | 106 | 120.0714 | 109.9267 | 65.1703
Shrawan 4, 2062 | 89 | 119.7857 | 113.9267 | 68.0403
Shrawan 5, 2062 | 173 | 123.2143 | 123.48 | 73.507
Shrawan 6, 2062 | 100.5 | 114.7143 | 118.8467 | 76.4247
Shrawan 7, 2062 | 216 | 130.3571 | 125.18 | 83.1923
Shrawan 8, 2062 | 84 | 128.8571 | 128.18 | 85.6437
Shrawan 9, 2062 | 56 | 117.7857 | 126.7333 | 86.7137
Shrawan 10, 2062 | 56 | 110.6429 | 114.7667 | 88.148
Shrawan 11, 2062 | 51 | 105.2143 | 111.0667 | 89.531
Shrawan 12, 2062 | 47 | 87.2143 | 108.1333 | 89.0843
Shrawan 13, 2062 | 40 | 78.5714 | 100.8667 | 89.3443
Shrawan 14, 2062 | 40 | 53.4286 | 92.8667 | 90.0323
Shrawan 15, 2062 | 40 | 47.1429 | 88.4333 | 90.58
Shrawan 16, 2062 | 21 | 42.1429 | 83.5333 | 90.58
Shrawan 17, 2062 | 21 | 37.1429 | 76.0333 | 90.2133
Shrawan 18, 2062 | 18 | 32.4286 | 70.1667 | 90.0467
Shrawan 19, 2062 | 20 | 28.5714 | 65.5667 | 89.7467
Shrawan 20, 2062 | 20 | 25.7143 | 55.3667 | 89.4233
Shrawan 21, 2062 | 24 | 23.4286 | 50.2667 | 84.5567
Shrawan 22, 2062 | 24 | 21.1429 | 37.4667 | 81.3233
Shrawan 23, 2062 | 34 | 23 | 34.1333 | 81.1567
Shrawan 24, 2062 | 34 | 24.8571 | 32.6667 | 79.7
Shrawan 25, 2062 | 24 | 25.7143 | 30.5333 | 72.65
Shrawan 26, 2062 | 24 | 26.2857 | 28.7333 | 69.9
Shrawan 27, 2062 | 24 | 26.8571 | 27.2 | 67.6667
Shrawan 28, 2062 | 181 | 49.2857 | 36.6 | 68.7333
Shrawan 29, 2062 | 100 | 60.1429 | 40.6 | 66.7333
Shrawan 30, 2062 | 53.5 | 62.9286 | 41.5 | 64.9667
Shrawan 31, 2062 | 133.5 | 77.1429 | 49 | 66.2667
Shrawan 32, 2062 | 100 | 88 | 54.2667 | 65.15
Bhadra 1, 2062 | 101.75 | 99.1071 | 59.85 | 65.0083
Bhadra 2, 2062 | 67 | 105.25 | 62.9833 | 64.275
Bhadra 3, 2062 | 384 | 134.25 | 87.25 | 71.3083
Bhadra 4, 2062 | 189 | 146.9643 | 98.25 | 74.2583
Bhadra 5, 2062 | 106 | 154.4643 | 103.7167 | 70.5917
Bhadra 6, 2062 | 100 | 149.6786 | 108.1167 | 71.125
Bhadra 7, 2062 | 67 | 144.9643 | 110.3167 | 71.4917
Bhadra 8, 2062 | 64.5 | 139.6429 | 113.0167 | 71.775
Bhadra 9, 2062 | 67 | 139.6429 | 115.8833 | 72.3083
Bhadra 10, 2062 | 67 | 94.3571 | 118.75 | 72.975
Bhadra 11, 2062 | 67 | 76.9286 | 111.15 | 73.875
Bhadra 12, 2062 | 74.5 | 72.4286 | 109.45 | 75.025
Bhadra 13, 2062 | 53 | 65.7143 | 109.4167 | 75.4583
Bhadra 14, 2062 | 53 | 63.7143 | 104.05 | 76.525
Bhadra 15, 2062 | 39 | 60.0714 | 99.9833 | 77.125
Bhadra 16, 2062 | 39 | 56.0714 | 95.8 | 77.825
Bhadra 17, 2062 | 35 | 51.5 | 93.6667 | 78.325
Bhadra 18, 2062 | 37 | 47.2143 | 70.5333 | 78.8917
Bhadra 19, 2062 | 68 | 46.2857 | 62.4667 | 80.3583
Bhadra 20, 2062 | 57.5 | 46.9286 | 59.2333 | 81.475
Bhadra 21, 2062 | 202 | 68.2143 | 66.0333 | 87.075
Bhadra 22, 2062 | 67 | 72.2143 | 66.0333 | 88.175
Bhadra 23, 2062 | 35 | 71.6429 | 64.0667 | 88.5417
Bhadra 24, 2062 | 103.5 | 81.4286 | 66.5 | 91.1917
Bhadra 25, 2062 | 40.5 | 81.9286 | 64.7333 | 91.7417
Bhadra 26, 2062 | 34 | 77.0714 | 62.5333 | 86.8417
Bhadra 27, 2062 | 31.5 | 73.3571 | 59.6667 | 84.5583
Bhadra 28, 2062 | 29 | 48.6429 | 58.0667 | 83.7417
Bhadra 29, 2062 | 29 | 43.2143 | 56.4667 | 80.2583
Bhadra 30, 2062 | 28 | 42.2143 | 55.7333 | 77.8583
Bhadra 31, 2062 | 22 | 30.5714 | 54.6 | 75.2
Ashwin 1, 2062 | 22.25 | 27.9643 | 53.75 | 73.7083
Ashwin 2, 2062 | 22.25 | 26.2857 | 52.7667 | 61.65
Ashwin 3, 2062 | 18 | 24.3571 | 49.4333 | 55.95
Ashwin 4, 2062 | 20 | 23.0714 | 46.9333 | 53.0833
Ashwin 5, 2062 | 37.1 | 24.2286 | 35.94 | 50.9867
Ashwin 6, 2062 | 26.75 | 24.05 | 33.2567 | 49.645
Ashwin 7, 2062 | 24.5 | 24.4071 | 32.5567 | 48.3117
Ashwin 8, 2062 | 24.5 | 24.7286 | 27.29 | 46.895
Ashwin 9, 2062 | 20 | 24.4071 | 25.9233 | 45.3283
Ashwin 10, 2062 | 20 | 24.6929 | 24.99 | 43.7617
Ashwin 11, 2062 | 20 | 24.6929 | 24.2233 | 41.945
Ashwin 12, 2062 | 20 | 22.25 | 23.6233 | 40.845
Ashwin 13, 2062 | 18 | 21 | 22.89 | 39.6783
Ashwin 14, 2062 | 16.07 | 19.7957 | 22.0947 | 38.914
Ashwin 15, 2062 | 16.07 | 18.5914 | 21.6993 | 38.1497
Ashwin 16, 2062 | 18.395 | 18.3621 | 21.4423 | 37.5962
Ashwin 17, 2062 | 14.15 | 17.5264 | 20.9023 | 36.8345
Ashwin 18, 2062 | 14.15 | 16.6907 | 20.6457 | 35.0395
Ashwin 19, 2062 | 18.395 | 16.4614 | 20.5387 | 33.736
Ashwin 20, 2062 | 24.32 | 17.3643 | 19.6867 | 27.8133
Ashwin 21, 2062 | 24.92 | 18.6286 | 19.5647 | 26.4107
Ashwin 22, 2062 | 63.14 | 25.3529 | 22.1407 | 27.3487
Ashwin 23, 2062 | 32.14 | 27.3164 | 22.65 | 24.97
Ashwin 24, 2062 | 24.92 | 28.855 | 22.978 | 24.4507
Ashwin 25, 2062 | 22.7 | 30.0764 | 23.158 | 24.074
Ashwin 26, 2062 | 22.7 | 30.6914 | 23.338 | 23.7807
Ashwin 27, 2062 | 22.7 | 30.46 | 23.518 | 23.5707
Ashwin 28, 2062 | 18.15 | 29.4929 | 23.528 | 23.209
Ashwin 29, 2062 | 18.15 | 23.0657 | 23.6667 | 22.8807
Ashwin 30, 2062 | 18.15 | 21.0671 | 23.8053 | 22.7523
Ashwin 31, 2062 | 18.15 | 20.1 | 23.789 | 22.6157
Kartik 1, 2062 | 14 | 18.8571 | 23.779 | 22.3407
Kartik 2, 2062 | 16 | 17.9 | 23.9023 | 22.274
Kartik 3, 2062 | 55 | 22.5143 | 26.3427 | 23.4407
Kartik 4, 2062 | 95.5 | 33.5643 | 31.088 | 25.3873
Kartik 5, 2062 | 56 | 38.9714 | 33.16 | 26.3623
Kartik 6, 2062 | 32 | 40.95 | 31.084 | 26.6123
Kartik 7, 2062 | 32 | 42.9286 | 31.0747 | 26.8623
Kartik 8, 2062 | 32 | 45.5 | 31.5467 | 27.2623
Kartik 9, 2062 | 22.5 | 46.4286 | 31.5333 | 27.3457
Kartik 10, 2062 | 27.25 | 42.4643 | 31.8367 | 27.5873
Kartik 11, 2062 | 18 | 31.3929 | 31.5233 | 27.5207
Kartik 12, 2062 | 18 | 25.9643 | 31.5133 | 27.5207
Kartik 13, 2062 | 18 | 23.9643 | 31.5033 | 27.585
Kartik 14, 2062 | 18 | 21.9643 | 31.4933 | 27.6493
Kartik 15, 2062 | 18 | 19.9643 | 31.4833 | 27.6362
Kartik 16, 2062 | 14 | 18.75 | 31.4833 | 27.6312
Kartik 17, 2062 | 14 | 16.8571 | 31.35 | 27.6262
Kartik 18, 2062 | 14 | 16.2857 | 28.6167 | 27.4797
Kartik 19, 2062 | 14 | 15.7143 | 23.1833 | 27.1357
Kartik 20, 2062 | 14 | 15.1429 | 20.3833 | 26.7717
Kartik 21, 2062 | 14 | 14.5714 | 19.1833 | 25.1337
Kartik 22, 2062 | 14 | 14 | 17.9833 | 24.529
Kartik 23, 2062 | 14 | 14 | 16.7833 | 24.165
Kartik 24, 2062 | 15.25 | 14.1786 | 16.3 | 23.9167
Kartik 25, 2062 | 13 | 14.0357 | 15.35 | 23.5933
Kartik 26, 2062 | 13 | 13.8929 | 15.0167 | 23.27
Kartik 27, 2062 | 13 | 13.75 | 14.6833 | 23.0983
Kartik 28, 2062 | 12 | 13.4643 | 14.2833 | 22.8933
Kartik 29, 2062 | 12 | 13.1786 | 13.8833 | 22.6883
Mangsir 1, 2062 | 11.73 | 12.8543 | 13.4653 | 22.4743
Mangsir 2, 2062 | 10.69 | 12.2029 | 13.2447 | 22.364
Mangsir 3, 2062 | 10.41 | 11.8329 | 13.0053 | 22.1777
Mangsir 4, 2062 | 10.41 | 11.4629 | 12.766 | 20.6913
Mangsir 5, 2062 | 9.44 | 10.9543 | 12.462 | 17.8227
Mangsir 6, 2062 | 9.17 | 10.55 | 12.14 | 16.2617
Mangsir 7, 2062 | 9.17 | 10.1457 | 11.818 | 15.5007
Mangsir 8, 2062 | 8 | 9.6129 | 11.418 | 14.7007
Mangsir 9, 2062 | 8 | 9.2286 | 11.018 | 13.9007
Mangsir 10, 2062 | 7.49 | 8.8114 | 10.5007 | 13.4003
Mangsir 11, 2062 | 7.49 | 8.3943 | 10.1333 | 12.7417
Mangsir 12, 2062 | 7.49 | 8.1157 | 9.766 | 12.3913
Mangsir 13, 2062 | 7.49 | 7.8757 | 9.3987 | 12.041
Mangsir 14, 2062 | 7.49 | 7.6357 | 9.098 | 11.6907
Mangsir 15, 2062 | 6.8 | 7.4643 | 8.7513 | 11.3173
Mangsir 16, 2062 | 6.5 | 7.25 | 8.4027 | 10.934
Mangsir 17, 2062 | 6.5 | 7.1086 | 8.1233 | 10.684
Mangsir 18, 2062 | 6.5 | 6.9671 | 7.8627 | 10.434
Mangsir 19, 2062 | 6.5 | 6.8257 | 7.602 | 10.184
Mangsir 20, 2062 | 6.5 | 6.6843 | 7.406 | 9.934
Mangsir 21, 2062 | 6.5 | 6.5429 | 7.228 | 9.684
Mangsir 22, 2062 | 6.5 | 6.5 | 7.05 | 9.434
Mangsir 23, 2062 | 6.5 | 6.5 | 6.95 | 9.184
Mangsir 24, 2062 | 6.5 | 6.5 | 6.85 | 8.934
Mangsir 25, 2062 | 6.5 | 6.5 | 6.784 | 8.6423
Mangsir 26, 2062 | 6.5 | 6.5 | 6.718 | 8.4257
Mangsir 27, 2062 | 6.5 | 6.5 | 6.652 | 8.209
Mangsir 28, 2062 | 6.14 | 6.4486 | 6.562 | 7.9803
Mangsir 29, 2062 | 6.04 | 6.3829 | 6.4653 | 7.7817
Mangsir 30, 2062 | 6.04 | 6.3171 | 6.4147 | 7.583
Poush 1, 2062 | 5.14 | 6.1229 | 6.324 | 7.3633
Poush 2, 2062 | 4.72 | 5.8686 | 6.2053 | 7.1643
Poush 3, 2062 | 4.72 | 5.6143 | 6.0867 | 6.9747
Poush 4, 2062 | 4.72 | 5.36 | 5.968 | 6.785
Poush 5, 2062 | 4.45 | 5.1186 | 5.8313 | 6.6187
Poush 6, 2062 | 4.33 | 4.8743 | 5.6867 | 6.4573
Poush 7, 2062 | 4.33 | 4.63 | 5.542 | 6.296
Poush 8, 2062 | 3.98 | 4.4643 | 5.374 | 6.162
Poush 9, 2062 | 3.98 | 4.3586 | 5.206 | 6.028
Poush 10, 2062 | 3.98 | 4.2529 | 5.038 | 5.911
Poush 11, 2062 | 3.98 | 4.1471 | 4.87 | 5.794
Poush 12, 2062 | 3.98 | 4.08 | 4.702 | 5.677
Poush 13, 2062 | 3.98 | 4.03 | 4.558 | 5.56
Poush 14, 2062 | 3.98 | 3.98 | 4.4207 | 5.443
Poush 15, 2062 | 3.98 | 3.98 | 4.2833 | 5.349
Poush 16, 2062 | 3.67 | 3.9357 | 4.1853 | 5.2547
Poush 17, 2062 | 3.67 | 3.8914 | 4.1153 | 5.1603
Poush 18, 2062 | 3.67 | 3.8471 | 4.0453 | 5.066
Poush 19, 2062 | 3.67 | 3.8029 | 3.9753 | 4.9717
Poush 20, 2062 | 3.49 | 3.7329 | 3.9113 | 4.8713
Poush 21, 2062 | 3.41 | 3.6514 | 3.85 | 4.7683
Poush 22, 2062 | 3.41 | 3.57 | 3.7887 | 4.6653
Poush 23, 2062 | 3.41 | 3.5329 | 3.7507 | 4.5623
Poush 24, 2062 | 3.41 | 3.4957 | 3.7127 | 4.4593
Poush 25, 2062 | 3.41 | 3.4586 | 3.6747 | 4.3563
Poush 26, 2062 | 3.41 | 3.4214 | 3.6367 | 4.2533
Poush 27, 2062 | 3.1 | 3.3657 | 3.578 | 4.14
Poush 28, 2062 | 3.1 | 3.3214 | 3.5193 | 4.0387
Poush 29, 2062 | 3.1 | 3.2771 | 3.4607 | 3.9407
Magh 1, 2062 | 3.1 | 3.2329 | 3.402 | 3.8427
Magh 2, 2062 | 3.1 | 3.1886 | 3.364 | 3.7747
Magh 3, 2062 | 3.1 | 3.1443 | 3.326 | 3.7207
Magh 4, 2062 | 3.1 | 3.1 | 3.288 | 3.6667
Magh 5, 2062 | 3.1 | 3.1 | 3.25 | 3.6127
Magh 6, 2062 | 3.1 | 3.1 | 3.224 | 3.5677
Magh 7, 2062 | 3.1 | 3.1 | 3.2033 | 3.5267
Magh 8, 2062 | 3.1 | 3.1 | 3.1827 | 3.4857
Magh 9, 2062 | 3.1 | 3.1 | 3.162 | 3.4563
Magh 10, 2062 | 3.1 | 3.1 | 3.1413 | 3.427
Magh 11, 2062 | 3.1 | 3.1 | 3.1207 | 3.3977
Magh 12, 2062 | 3.1 | 3.1 | 3.1 | 3.3683
Magh 13, 2062 | 3.1 | 3.1 | 3.1 | 3.339
Magh 14, 2062 | 3.1 | 3.1 | 3.1 | 3.3097
Magh 15, 2062 | 3.1 | 3.1 | 3.1 | 3.2803
Magh 16, 2062 | 3.1 | 3.1 | 3.1 | 3.251
Magh 17, 2062 | 3.1 | 3.1 | 3.1 | 3.232
Magh 18, 2062 | 2.85 | 3.0643 | 3.0833 | 3.2047
Magh 19, 2062 | 2.91 | 3.0371 | 3.0707 | 3.1793
Magh 20, 2062 | 2.95 | 3.0157 | 3.0607 | 3.1553
Magh 21, 2062 | 2.92 | 2.99 | 3.0487 | 3.1363
Magh 22, 2062 | 2.92 | 2.9643 | 3.0367 | 3.12
Magh 23, 2062 | 2.92 | 2.9386 | 3.0247 | 3.1037
Magh 24, 2062 | 2.91 | 2.9114 | 3.012 | 3.087
Magh 25, 2062 | 2.9 | 2.9186 | 2.9987 | 3.07
Magh 26, 2062 | 2.9 | 2.9171 | 2.9853 | 3.053
Magh 27, 2062 | 2.85 | 2.9029 | 2.9687 | 3.0343
Magh 28, 2062 | 2.8 | 2.8857 | 2.9487 | 3.0243
Magh 29, 2062 | 2.75 | 2.8614 | 2.9253 | 3.0127
Magh 30, 2062 | 2.68 | 2.8271 | 2.8973 | 2.9987
Falgun 1, 2062 | 2.96 | 2.8343 | 2.888 | 2.994
Falgun 2, 2062 | 2.84 | 2.8257 | 2.8707 | 2.9853
Falgun 3, 2062 | 2.75 | 2.8043 | 2.864 | 2.9737
Falgun 4, 2062 | 2.77 | 2.7929 | 2.8547 | 2.9627
Falgun 5, 2062 | 2.64 | 2.77 | 2.834 | 2.9473
Falgun 6, 2062 | 2.65 | 2.7557 | 2.816 | 2.9323
Falgun 7, 2062 | 2.64 | 2.75 | 2.7973 | 2.917
Falgun 8, 2062 | 2.73 | 2.7171 | 2.7847 | 2.9047
Falgun 9, 2062 | 2.7 | 2.6971 | 2.7707 | 2.8913
Falgun 10, 2062 | 2.71 | 2.6914 | 2.758 | 2.8783
Falgun 11, 2062 | 2.73 | 2.6857 | 2.7467 | 2.866
Falgun 12, 2062 | 2.63 | 2.6843 | 2.732 | 2.8503
Falgun 13, 2062 | 2.62 | 2.68 | 2.72 | 2.8343
Falgun 14, 2062 | 2.61 | 2.6757 | 2.7107 | 2.818
Falgun 15, 2062 | 2.55 | 2.65 | 2.702 | 2.7997
Falgun 16, 2062 | 2.54 | 2.6271 | 2.674 | 2.781
Falgun 17, 2062 | 2.52 | 2.6 | 2.6527 | 2.7617
Falgun 18, 2062 | 2.48 | 2.5643 | 2.6347 | 2.7493
Falgun 19, 2062 | 2.26 | 2.5114 | 2.6007 | 2.7277
Falgun 20, 2062 | 2.23 | 2.4557 | 2.5733 | 2.7037
Falgun 21, 2062 | 2.35 | 2.4186 | 2.5533 | 2.6847
Falgun 22, 2062 | 2.23 | 2.3729 | 2.526 | 2.6617
Falgun 23, 2062 | 2.22 | 2.3271 | 2.492 | 2.6383
Falgun 24, 2062 | 2.23 | 2.2857 | 2.4607 | 2.6157
Falgun 25, 2062 | 2.11 | 2.2329 | 2.4207 | 2.5893
Falgun 26, 2062 | 2.19 | 2.2229 | 2.3847 | 2.5657
Falgun 27, 2062 | 2.04 | 2.1957 | 2.3453 | 2.5387
Falgun 28, 2062 | 3.03 | 2.2929 | 2.3727 | 2.5463
Falgun 29, 2062 | 3.03 | 2.4071 | 2.4007 | 2.5557
Chaitra 1, 2062 | 2.9 | 2.5043 | 2.424 | 2.563
Chaitra 2, 2062 | 2.96 | 2.6086 | 2.452 | 2.563
Chaitra 3, 2062 | 2.94 | 2.7271 | 2.48 | 2.5663
Chaitra 4, 2062 | 2.93 | 2.8329 | 2.51 | 2.5723
Chaitra 5, 2062 | 2.8 | 2.9414 | 2.546 | 2.5733
Chaitra 6, 2062 | 2.52 | 2.8686 | 2.5653 | 2.5693
Chaitra 7, 2062 | 2.33 | 2.7686 | 2.564 | 2.5587
Chaitra 8, 2062 | 2.16 | 2.6629 | 2.5593 | 2.5427
Chaitra 9, 2062 | 2.18 | 2.5514 | 2.5567 | 2.5243
Chaitra 10, 2062 | 2.17 | 2.4414 | 2.5527 | 2.5067
Chaitra 11, 2062 | 2.16 | 2.3314 | 2.556 | 2.4883
Chaitra 12, 2062 | 2 | 2.2171 | 2.5433 | 2.464
Chaitra 13, 2062 | 1.97 | 2.1386 | 2.5387 | 2.442
Chaitra 14, 2062 | 1.76 | 2.0571 | 2.454 | 2.4133
Chaitra 15, 2062 | 1.83 | 2.01 | 2.374 | 2.3873
Chaitra 16, 2062 | 1.85 | 1.9629 | 2.304 | 2.364
Chaitra 17, 2062 | 1.76 | 1.9043 | 2.224 | 2.338
Chaitra 18, 2062 | 1.57 | 1.82 | 2.1327 | 2.3063
Chaitra 19, 2062 | 1.63 | 1.7671 | 2.046 | 2.278
Chaitra 20, 2062 | 1.57 | 1.71 | 1.964 | 2.255
Chaitra 21, 2062 | 1.9 | 1.73 | 1.9227 | 2.244
Chaitra 22, 2062 | 2.05 | 1.7614 | 1.904 | 2.234
Chaitra 23, 2062 | 1.96 | 1.7771 | 1.8907 | 2.225
Chaitra 24, 2062 | 1.79 | 1.7814 | 1.8647 | 2.2107
Chaitra 25, 2062 | 2.71 | 1.9443 | 1.9007 | 2.2267
Chaitra 26, 2062 | 2.88 | 2.1229 | 1.9487 | 2.2523
Chaitra 27, 2062 | 2.63 | 2.2743 | 1.9907 | 2.267
Chaitra 28, 2062 | 2.27 | 2.3271 | 2.0107 | 2.2747
Chaitra 29, 2062 | 2.6 | 2.4057 | 2.0667 | 2.2603
Chaitra 30, 2062 | 2.35 | 2.4614 | 2.1013 | 2.2377
Chaitra 31, 2062 | 2.15 | 2.5129 | 2.1213 | 2.2127
Baishakh 1, 2063 | 1.9 | 2.3971 | 2.1307 | 2.1773
Baishakh 2, 2063 | 1.85 | 2.25 | 2.1493 | 2.141
Baishakh 3, 2063 | 1.95 | 2.1529 | 2.1707 | 2.1083
Baishakh 4, 2063 | 1.83 | 2.09 | 2.188 | 2.076
Baishakh 5, 2063 | 1.78 | 1.9729 | 2.18 | 2.0513
Baishakh 6, 2063 | 2.03 | 1.9271 | 2.1787 | 2.0413
Baishakh 7, 2063 | 2.9 | 2.0343 | 2.2413 | 2.066
Baishakh 8, 2063 | 2.75 | 2.1557 | 2.3053 | 2.085
Baishakh 9, 2063 | 2.65 | 2.27 | 2.3013 | 2.101
Baishakh 10, 2063 | 4.1 | 2.5771 | 2.3827 | 2.1657
Baishakh 11, 2063 | 3.35 | 2.7943 | 2.4307 | 2.2107
Baishakh 12, 2063 | 3.85 | 3.09 | 2.536 | 2.2733
Baishakh 13, 2063 | 3.35 | 3.2786 | 2.586 | 2.3263
Baishakh 14, 2063 | 3.6 | 3.3786 | 2.6693 | 2.3853
Baishakh 15, 2063 | 2.8 | 3.3857 | 2.7127 | 2.417
Baishakh 16, 2063 | 2.75 | 3.4 | 2.7693 | 2.45
Baishakh 17, 2063 | 2.55 | 3.1786 | 2.816 | 2.4827
Baishakh 18, 2063 | 2.38 | 3.04 | 2.8447 | 2.5077
Baishakh 19, 2063 | 2.58 | 2.8586 | 2.8947 | 2.5413
Baishakh 20, 2063 | 5.3 | 3.1371 | 3.1293 | 2.6547
Baishakh 21, 2063 | 2.85 | 3.03 | 3.184 | 2.6813
Baishakh 22, 2063 | 2.85 | 3.0371 | 3.1807 | 2.711
Baishakh 23, 2063 | 2.9 | 3.0586 | 3.1907 | 2.748
Baishakh 24, 2063 | 2.95 | 3.1157 | 3.2107 | 2.756
Baishakh 25, 2063 | 2.95 | 3.1971 | 3.134 | 2.7583
Baishakh 26, 2063 | 9.2 | 4.1429 | 3.524 | 2.9773
Baishakh 27, 2063 | 7.85 | 4.5071 | 3.7907 | 3.1633
Baishakh 28, 2063 | 5.35 | 4.8643 | 3.924 | 3.255
Baishakh 29, 2063 | 4.2 | 5.0571 | 3.964 | 3.3167
Baishakh 30, 2063 | 4.2 | 5.2429 | 4.0573 | 3.385
Baishakh 31, 2063 | 3.85 | 5.3714 | 4.1307 | 3.45
Jestha 1, 2063 | 3.735 | 5.4836 | 4.2097 | 3.5128
Jestha 2, 2063 | 3.97 | 4.7364 | 4.3157 | 3.5802
Jestha 3, 2063 | 3.55 | 4.1221 | 4.3803 | 3.6375
Jestha 4, 2063 | 3.35 | 3.8364 | 4.2503 | 3.6898
Jestha 5, 2063 | 3.75 | 3.7721 | 4.3103 | 3.7472
Jestha 6, 2063 | 3.635 | 3.6914 | 4.3627 | 3.7717
Jestha 7, 2063 | 78.115 | 14.3007 | 9.377 | 6.2838
Jestha 8, 2063 | 19.17 | 16.5057 | 10.4583 | 6.8345
Jestha 9, 2063 | 22.35 | 19.1314 | 11.7517 | 7.4428
Jestha 10, 2063 | 21.15 | 21.6457 | 12.5483 | 8.0362
Jestha 11, 2063 | 17 | 23.5957 | 13.1583 | 8.4745
Jestha 12, 2063 | 13.3 | 24.96 | 13.6883 | 8.8062
Jestha 13, 2063 | 26.85 | 28.2764 | 15.1983 | 9.5812
Jestha 14, 2063 | 87.85 | 29.6671 | 20.775 | 12.4162
Jestha 15, 2063 | 85.55 | 39.15 | 26.2217 | 15.1762
Jestha 16, 2063 | 105.7 | 51.0571 | 33.0193 | 18.6145
Jestha 17, 2063 | 41.7 | 53.9929 | 35.5347 | 19.9252
Jestha 18, 2063 | 48.5 | 58.4929 | 38.5313 | 21.4558
Jestha 19, 2063 | 36.85 | 61.8571 | 40.7647 | 22.5075
Jestha 20, 2063 | 41.65 | 63.9714 | 43.2913 | 23.8008
Jestha 21, 2063 | 50.7 | 58.6643 | 46.429 | 25.3958
Jestha 22, 2063 | 41.05 | 52.3071 | 43.958 | 26.6675
Jestha 23, 2063 | 180.7 | 63.0214 | 54.7267 | 32.5925
Jestha 24, 2063 | 46 | 63.6357 | 56.3033 | 34.0275
Jestha 25, 2063 | 38.95 | 62.2714 | 57.49 | 35.0192
Jestha 26, 2063 | 38.95 | 62.5714 | 58.9533 | 36.0558
Jestha 27, 2063 | 76.95 | 67.6143 | 63.1967 | 38.4425
Jestha 28, 2063 | 73.85 | 70.9214 | 66.33 | 40.7642
Jestha 29, 2063 | 41.15 | 70.9357 | 63.2167 | 41.9958
Jestha 30, 2063 | 29.9 | 49.3929 | 59.5067 | 42.8642
Jestha 31, 2063 | 35 | 47.8214 | 54.7933 | 43.9063
Ashadh 1, 2063 | 21.165 | 45.2807 | 53.4243 | 44.4795
Ashadh 2, 2063 | 25.315 | 43.3329 | 51.8787 | 45.205
Ashadh 3, 2063 | 15 | 34.4829 | 50.422 | 45.5933
Ashadh 4, 2063 | 19.1 | 26.6614 | 48.9187 | 46.105
Ashadh 5, 2063 | 19.1 | 23.5114 | 46.812 | 46.6205
Ashadh 6, 2063 | 16.9 | 21.6543 | 45.202 | 44.58
Ashadh 7, 2063 | 15 | 18.7971 | 34.1553 | 44.441
Ashadh 8, 2063 | 15 | 17.9164 | 32.0887 | 44.196
Ashadh 9, 2063 | 27.8 | 18.2714 | 31.3453 | 44.4177
Ashadh 10, 2063 | 19.35 | 18.8929 | 30.0387 | 44.496
Ashadh 11, 2063 | 32.2 | 20.7643 | 27.0553 | 45.126
Ashadh 12, 2063 | 27.625 | 21.9821 | 23.9737 | 45.1518
Ashadh 13, 2063 | 52.4 | 27.0536 | 24.7237 | 43.9702
Ashadh 14, 2063 | 29.75 | 29.1607 | 24.7137 | 42.1102
Ashadh 15, 2063 | 98 | 41.0179 | 28.9137 | 41.8535
Ashadh 16, 2063 | 38.5 | 42.5464 | 30.0693 | 41.7468
Ashadh 17, 2063 | 36.5 | 44.9964 | 30.815 | 41.3468
Ashadh 18, 2063 | 26.73 | 44.215 | 31.597 | 41.0095
Ashadh 19, 2063 | 23.2 | 43.5829 | 31.8703 | 40.3945
Ashadh 20, 2063 | 18.8 | 38.7829 | 31.8503 | 39.3312
Ashadh 21, 2063 | 18.8 | 37.2186 | 31.977 | 38.5895
Ashadh 22, 2063 | 16.9 | 25.6329 | 32.1037 | 33.1295
Ashadh 23, 2063 | 21 | 23.1329 | 32.5037 | 32.2962
Ashadh 24, 2063 | 25.9 | 21.6186 | 32.377 | 31.8612
Ashadh 25, 2063 | 21 | 20.8 | 32.487 | 31.2628
Ashadh 26, 2063 | 35.75 | 22.5929 | 32.7237 | 29.8895
Ashadh 27, 2063 | 47.5 | 26.6929 | 34.0487 | 29.0112
Ashadh 28, 2063 | 176.8 | 49.2643 | 42.342 | 33.5328
Ashadh 29, 2063 | 304.35 | 90.3286 | 60.6487 | 42.6812
Ashadh 30, 2063 | 138.35 | 107.0929 | 63.3387 | 46.1262
Ashadh 31, 2063 | 128.65 | 121.7714 | 69.3487 | 49.709
Ashadh 32, 2063 | 162 | 141.9143 | 77.7153 | 54.2652
Shrawan 1, 2063 | 125.04 | 154.67 | 84.2693 | 57.9332
Shrawan 2, 2063 | 128.07 | 166.18 | 91.2607 | 61.5655
Shrawan 3, 2063 | 132.67 | 159.8757 | 98.852 | 65.3512
Shrawan 4, 2063 | 111.72 | 132.3571 | 105.0467 | 68.5118
Shrawan 5, 2063 | 98.9 | 126.7214 | 110.5133 | 71.3085
Shrawan 6, 2063 | 82.555 | 120.1364 | 114.617 | 73.5603
Shrawan 7, 2063 | 44.29 | 103.3207 | 115.843 | 74.11
Shrawan 8, 2063 | 46.29 | 92.0707 | 117.529 | 75.008
Shrawan 9, 2063 | 64.65 | 83.0107 | 119.4557 | 76.0897
Shrawan 10, 2063 | 82.9 | 75.9007 | 121.8157 | 77.9322
Shrawan 11, 2063 | 58.495 | 68.2971 | 113.9287 | 78.1353
Shrawan 12, 2063 | 53.95 | 61.8757 | 97.2353 | 78.942
Shrawan 13, 2063 | 51.8 | 57.4821 | 91.4653 | 77.402
Shrawan 14, 2063 | 54 | 58.8693 | 86.4887 | 77.9187
Shrawan 15, 2063 | 54 | 59.9707 | 79.2887 | 78.502
Shrawan 16, 2063 | 33.05 | 55.4564 | 73.156 | 78.7127
Shrawan 17, 2063 | 41.755 | 49.5786 | 67.4017 | 79.3312
Shrawan 18, 2063 | 49.7 | 48.3221 | 61.8703 | 80.3612
Shrawan 19, 2063 | 52.055 | 48.0514 | 57.8927 | 81.4697
Shrawan 20, 2063 | 58.05 | 48.9443 | 55.1693 | 82.8413
Shrawan 21, 2063 | 55 | 49.0871 | 53.3323 | 83.9747
Shrawan 22, 2063 | 44 | 47.6586 | 53.313 | 84.578
Shrawan 23, 2063 | 41.5 | 48.8657 | 52.9937 | 85.2613
Shrawan 24, 2063 | 39 | 48.4721 | 51.2837 | 85.3697
Shrawan 25, 2063 | 32.15 | 45.965 | 47.9003 | 84.858
Shrawan 26, 2063 | 30.15 | 42.8357 | 46.0107 | 79.9697
Shrawan 27, 2063 | 19 | 37.2571 | 43.6807 | 70.458
Shrawan 28, 2063 | 19 | 32.1143 | 41.494 | 66.4797
Shrawan 29, 2063 | 29.665 | 30.0664 | 39.8717 | 63.1802
Shrawan 30, 2063 | 19.265 | 26.89 | 37.556 | 58.4223
Shrawan 31, 2063 | 23.4 | 24.6614 | 36.9127 | 55.0343
Shrawan 32, 2063 | 57.2926 | 28.2532 | 37.9485 | 52.6751
Bhadra 1, 2063 | 23.02 | 27.2347 | 36.1698 | 49.0201
Bhadra 2, 2063 | 23.02 | 27.8089 | 34.2342 | 46.0634
Bhadra 3, 2063 | 23.02 | 28.3832 | 31.8988 | 43.5341
Bhadra 4, 2063 | 169.86 | 48.4111 | 39.5562 | 46.4443
Bhadra 5, 2063 | 77.32 | 56.7047 | 41.7775 | 47.5453
Bhadra 6, 2063 | 60.76 | 62.0418 | 43.0615 | 48.0276
Bhadra 7, 2063 | 55.79 | 61.8271 | 44.1808 | 47.7323
Bhadra 8, 2063 | 74.01 | 69.1114 | 46.9715 | 47.4359
Bhadra 9, 2063 | 77.65 | 76.9157 | 50.1382 | 48.0744
Bhadra 10, 2063 | 137.27 | 93.2371 | 58.0228 | 50.8518
Bhadra 11, 2063 | 188.61 | 95.9157 | 69.3302 | 55.4121
Bhadra 12, 2063 | 243.8 | 119.6986 | 83.6058 | 61.7388
Bhadra 13, 2063 | 184.32 | 137.35 | 94.6095 | 66.0828
Bhadra 14, 2063 | 271.96 | 168.2314 | 111.1802 | 74.0464
Bhadra 15, 2063 | 147.21 | 178.6886 | 117.1747 | 77.5616
Bhadra 16, 2063 | 104.7 | 182.5529 | 122.62 | 79.3949
Bhadra 17, 2063 | 94.21 | 176.4014 | 127.366 | 80.8001
Bhadra 18, 2063 | 77.65 | 160.55 | 131.008 | 81.4534
Bhadra 19, 2063 | 44.87 | 132.1314 | 122.6753 | 81.1158
Bhadra 20, 2063 | 44.87 | 112.21 | 120.512 | 81.1448
Bhadra 21, 2063 | 44.87 | 79.7686 | 119.4527 | 81.2571
Bhadra 22, 2063 | 44.87 | 65.1486 | 118.7247 | 81.4528
Bhadra 23, 2063 | 20.82 | 53.1657 | 115.1787 | 81.0751
Bhadra 24, 2063 | 270.85 | 78.4 | 128.0587 | 89.0984
Bhadra 25, 2063 | 132.3 | 86.2071 | 127.7273 | 92.8751
Bhadra 26, 2063 | 110.77 | 95.6214 | 122.538 | 95.9341
Bhadra 27, 2063 | 104.7 | 104.1686 | 113.2647 | 98.4353
Bhadra 28, 2063 | 117.4 | 114.53 | 108.8033 | 101.7064
Bhadra 29, 2063 | 132.3 | 127.02 | 99.4927 | 105.3364
Bhadra 30, 2063 | 113.8 | 140.3029 | 97.2653 | 107.22
Bhadra 31, 2063 | 87.69 | 114.1371 | 96.1313 | 109.3757
Ashwin 1, 2063 | 99.6 | 109.4657 | 96.4907 | 111.9283
Ashwin 2, 2063 | 99.6 | 107.87 | 97.954 | 114.481
Ashwin 3, 2063 | 78.12 | 104.0729 | 100.1707 | 111.423
Ashwin 4, 2063 | 63.7 | 96.4014 | 101.426 | 110.969
Ashwin 5, 2063 | 49.28 | 84.5414 | 101.72 | 110.5863
Ashwin 6, 2063 | 49.28 | 75.3243 | 102.014 | 110.3693
Ashwin 7, 2063 | 49.28 | 69.8371 | 103.9113 | 109.545
Ashwin 8, 2063 | 49.28 | 62.6486 | 89.14 | 108.5993
Ashwin 9, 2063 | 44.35 | 54.7557 | 83.2767 | 105.502
Ashwin 10, 2063 | 39.5 | 49.2386 | 78.5253 | 100.5317
Ashwin 11, 2063 | 31.5 | 44.6386 | 73.6453 | 93.455
Ashwin 12, 2063 | 23.47 | 40.9514 | 67.3833 | 88.0933
Ashwin 13, 2063 | 23.47 | 37.2643 | 60.128 | 79.8103
Ashwin 14, 2063 | 23.47 | 33.5771 | 54.106 | 75.6857
Ashwin 15, 2063 | 23.47 | 29.89 | 49.8247 | 72.978
Ashwin 16, 2063 | 19.3 | 26.3114 | 44.4713 | 70.481
Ashwin 17, 2063 | 19.3 | 23.4257 | 39.118 | 68.536
Ashwin 18, 2063 | 19.3 | 21.6829 | 35.1967 | 67.6837
Ashwin 19, 2063 | 19.3 | 21.0871 | 32.2367 | 66.8313
Ashwin 20, 2063 | 19.3 | 20.4914 | 30.238 | 65.979
Ashwin 21, 2063 | 19.3 | 19.8957 | 28.2393 | 65.1267
Ashwin 22, 2063 | 23.47 | 19.8957 | 26.5187 | 65.215
Ashwin 23, 2063 | 23.47 | 20.4914 | 24.798 | 56.969
Ashwin 24, 2063 | 19.3 | 20.4914 | 23.128 | 53.2023
Ashwin 25, 2063 | 19.3 | 20.4914 | 21.7813 | 50.1533
Ashwin 26, 2063 | 23.5 | 21.0914 | 21.248 | 47.4467
Ashwin 27, 2063 | 23.5 | 21.6914 | 21.25 | 44.3167
Ashwin 28, 2063 | 23.5 | 22.2914 | 21.252 | 40.69
Ashwin 29, 2063 | 15.35 | 21.1314 | 20.7107 | 37.4083
Ashwin 30, 2063 | 23.5 | 21.1357 | 20.7127 | 35.2687
Ashwin 31, 2063 | 23.5 | 21.7357 | 20.9927 | 32.732
Kartik 1, 2063 | 13.33 | 20.8829 | 20.5947 | 29.8563
Kartik 2, 2063 | 13.33 | 19.43 | 20.1967 | 27.6967
Kartik 3, 2063 | 13.33 | 17.9771 | 19.7987 | 26.0177
Kartik 4, 2063 | 13.33 | 16.5243 | 19.4007 | 24.8193
Kartik 5, 2063 | 13.33 | 16.2357 | 19.0027 | 23.621
Kartik 6, 2063 | 13.33 | 14.7829 | 18.3267 | 22.4227
Kartik 7, 2063 | 13.33 | 13.33 | 17.6507 | 21.2243
Kartik 8, 2063 | 12.75 | 13.2471 | 17.214 | 20.171
Kartik 9, 2063 | 12.55 | 13.1357 | 16.764 | 19.2727
Kartik 10, 2063 | 12.55 | 13.0243 | 16.034 | 18.641
Kartik 11, 2063 | 13.13 | 12.9957 | 15.3427 | 18.2963
Kartik 12, 2063 | 11.89 | 12.79 | 14.5687 | 17.9103
Kartik 13, 2063 | 11.89 | 12.5843 | 14.338 | 17.5243
Kartik 14, 2063 | 11.89 | 12.3786 | 13.564 | 17.1383
Kartik 15, 2063 | 11.23 | 12.1614 | 12.746 | 16.8693
Kartik 16, 2063 | 11.23 | 11.9729 | 12.606 | 16.6003
Kartik 17, 2063 | 10.57 | 11.69 | 12.422 | 16.3093
Kartik 18, 2063 | 10.57 | 11.3243 | 12.238 | 16.0183
Kartik 19, 2063 | 9.9 | 11.04 | 12.0093 | 15.705
Kartik 20, 2063 | 9.9 | 10.7557 | 11.7807 | 15.3917
Kartik 21, 2063 | 9.9 | 10.4714 | 11.552 | 14.9393
Kartik 22, 2063 | 9.24 | 10.1871 | 11.2793 | 14.465
Kartik 23, 2063 | 9.24 | 9.9029 | 11.0453 | 14.1297
Kartik 24, 2063 | 9.24 | 9.7129 | 10.8247 | 13.7943
Kartik 25, 2063 | 8.58 | 9.4286 | 10.56 | 13.297
Kartik 26, 2063 | 8.58 | 9.24 | 10.2567 | 12.7997
Kartik 27, 2063 | 8.58 | 9.0514 | 10.036 | 12.3023
Kartik 28, 2063 | 8.58 | 8.8629 | 9.8153 | 12.0767
Kartik 29, 2063 | 8.03 | 8.69 | 9.558 | 11.561
Kartik 30, 2063 | 8.03 | 8.5171 | 9.3447 | 11.0453
Mangsir 1, 2063 | 7.27 | 8.2357 | 9.0807 | 10.8433
Mangsir 2, 2063 | 7.27 | 8.0486 | 8.8607 | 10.6413
Mangsir 3, 2063 | 7.27 | 7.8614 | 8.6407 | 10.4393
Mangsir 4, 2063 | 6.72 | 7.5957 | 8.4287 | 10.219
Mangsir 5, 2063 | 6.72 | 7.33 | 8.2167 | 9.9987
Mangsir 6, 2063 | 6.72 | 7.1429 | 8.0047 | 9.7783
Mangsir 7, 2063 | 6.72 | 6.9557 | 7.8367 | 9.558
Mangsir 8, 2063 | 6.06 | 6.7829 | 7.6247 | 9.335
Mangsir 9, 2063 | 5.84 | 6.5786 | 7.398 | 9.1113
Mangsir 10, 2063 | 5.84 | 6.3743 | 7.2153 | 8.8877
Mangsir 11, 2063 | 5.84 | 6.2486 | 7.0327 | 8.6447
Mangsir 12, 2063 | 5.84 | 6.1229 | 6.85 | 8.443
Mangsir 13, 2063 | 5.84 | 5.9971 | 6.6673 | 8.2413
Mangsir 14, 2063 | 5.84 | 5.8714 | 6.5213 | 8.0397
Mangsir 15, 2063 | 5.84 | 5.84 | 6.3753 | 7.86
Mangsir 16, 2063 | 5.84 | 5.84 | 6.28 | 7.6803
Mangsir 17, 2063 | 5.84 | 5.84 | 6.1847 | 7.5227
Mangsir 18, 2063 | 5.29 | 5.7614 | 6.0527 | 7.3467
Mangsir 19, 2063 | 5.29 | 5.6829 | 5.9573 | 7.193
Mangsir 20, 2063 | 5.29 | 5.6043 | 5.862 | 7.0393
Mangsir 21, 2063 | 5.29 | 5.5257 | 5.7667 | 6.8857
Mangsir 22, 2063 | 4.96 | 5.4 | 5.6493 | 6.743
Mangsir 23, 2063 | 5.29 | 5.3214 | 5.598 | 6.6113
Mangsir 24, 2063 | 4.85 | 5.18 | 5.532 | 6.465
Mangsir 25, 2063 | 4.51 | 5.0686 | 5.4433 | 6.3293
Mangsir 26, 2063 | 5.84 | 5.1471 | 5.4433 | 6.238
Mangsir 27, 2063 | 5.84 | 5.2257 | 5.4433 | 6.1467
Mangsir 28, 2063 | 5.29 | 5.2257 | 5.4067 | 6.037
Mangsir 29, 2063 | 5.29 | 5.2729 | 5.37 | 5.9457
Poush 1, 2063 | 5.24 | 5.2657 | 5.33 | 5.8527
Poush 2, 2063 | 5.24 | 5.3214 | 5.29 | 5.785
Poush 3, 2063 | 5.24 | 5.4257 | 5.25 | 5.7173
Poush 4, 2063 | 4.81 | 5.2786 | 5.218 | 5.6353
Poush 5, 2063 | 4.81 | 5.1314 | 5.186 | 5.5717
Poush 6, 2063 | 4.81 | 5.0629 | 5.154 | 5.508
Poush 7, 2063 | 4.43 | 4.94 | 5.0967 | 5.4317
Poush 8, 2063 | 4.43 | 4.8243 | 5.0613 | 5.3553
Poush 9, 2063 | 4.43 | 4.7086 | 5.004 | 5.301
Poush 10, 2063 | 4.43 | 4.5929 | 4.976 | 5.254
Poush 11, 2063 | 4.43 | 4.5386 | 4.9707 | 5.207
Poush 12, 2063 | 4.08 | 4.4343 | 4.8533 | 5.1483
Poush 13, 2063 | 4.08 | 4.33 | 4.736 | 5.0897
Poush 14, 2063 | 4.08 | 4.28 | 4.6553 | 5.031
Poush 15, 2063 | 4.08 | 4.23 | 4.5747 | 4.9723
Poush 16, 2063 | 4.08 | 4.18 | 4.4973 | 4.9137
Poush 17, 2063 | 3.76 | 4.0843 | 4.3987 | 4.8443
Poush 18, 2063 | 3.76 | 3.9886 | 4.3 | 4.775
Poush 19, 2063 | 3.31 | 3.8786 | 4.2 | 4.709
Poush 20, 2063 | 3.31 | 3.7686 | 4.1 | 4.643
Poush 21, 2063 | 3.31 | 3.6586 | 4 | 4.577
Poush 22, 2063 | 3.31 | 3.5486 | 3.9253 | 4.511
Poush 23, 2063 | 3.31 | 3.4386 | 3.8507 | 4.456
Poush 24, 2063 | 3.2 | 3.3586 | 3.7687 | 4.3863
Poush 25, 2063 | 3.2 | 3.2786 | 3.6867 | 4.3313
Poush 26, 2063 | 3.2 | 3.2629 | 3.6047 | 4.2877
Poush 27, 2063 | 3.2 | 3.2471 | 3.546 | 4.1997
Poush 28, 2063 | 3.2 | 3.2314 | 3.4873 | 4.1117
Poush 29, 2063 | 3.2 | 3.2157 | 3.4287 | 4.042
Poush 30, 2063 | 3.2 | 3.2 | 3.37 | 3.9723
Magh 1, 2063 | 3.1 | 3.1857 | 3.3047 | 3.901
Magh 2, 2063 | 3.1 | 3.1714 | 3.2607 | 3.8297
Magh 3, 2063 | 3.1 | 3.1571 | 3.2167 | 3.7583
Magh 4, 2063 | 3.1 | 3.1429 | 3.2027 | 3.7013
Magh 5, 2063 | 3.1 | 3.1286 | 3.1887 | 3.6443
Magh 6, 2063 | 3.1 | 3.1143 | 3.1747 | 3.5873
Magh 7, 2063 | 3.1 | 3.1 | 3.1607 | 3.543
Magh 8, 2063 | 3.1 | 3.1 | 3.1467 | 3.4987
Magh 9, 2063 | 3.1 | 3.1 | 3.14 | 3.4543
Magh 10, 2063 | 3.1 | 3.1 | 3.1333 | 3.41
Magh 11, 2063 | 3.1 | 3.1 | 3.1267 | 3.3657
Magh 12, 2063 | 3 | 3.0857 | 3.1133 | 3.3297
Magh 13, 2063 | 2.87 | 3.0529 | 3.0913 | 3.2893
Magh 14, 2063 | 2.84 | 3.0157 | 3.0673 | 3.248
Magh 15, 2063 | 2.81 | 2.9743 | 3.0413 | 3.2057
Magh 16, 2063 | 2.84 | 2.9371 | 3.024 | 3.1643
Magh 17, 2063 | 2.85 | 2.9014 | 3.0073 | 3.134
Magh 18, 2063 | 2.76 | 2.8529 | 2.9847 | 3.1007
Magh 19, 2063 | 2.83 | 2.8286 | 2.9667 | 3.0847
Magh 20, 2063 | 2.92 | 2.8357 | 2.9547 | 3.0717
Magh 21, 2063 | 2.88 | 2.8414 | 2.94 | 3.0573
Magh 22, 2063 | 2.82 | 2.8429 | 2.9213 | 3.041
Magh 23, 2063 | 2.97 | 2.8614 | 2.9127 | 3.0297
Magh 24, 2063 | 3.1 | 2.8971 | 2.9127 | 3.0263
Magh 25, 2063 | 3.1 | 2.9457 | 2.9127 | 3.023
Magh 26, 2063 | 3.06 | 2.9786 | 2.91 | 3.0183
Magh 27, 2063 | 3.02 | 2.9929 | 2.9113 | 3.0123
Magh 28, 2063 | 2.97 | 3.0057 | 2.918 | 3.0047
Magh 29, 2063 | 3.1 | 3.0457 | 2.9353 | 3.0013
Falgun 1, 2063 | 3.1 | 3.0643 | 2.9547 | 2.998
Falgun 2, 2063 | 8.05 | 3.7714 | 3.302 | 3.163
Falgun 3, 2063 | 8.05 | 4.4786 | 3.6487 | 3.328
Falgun 4, 2063 | 4.71 | 4.7143 | 3.7787 | 3.3817
Falgun 5, 2063 | 4.71 | 4.9557 | 3.904 | 3.4353
Falgun 6, 2063 | 4.71 | 5.2043 | 4.0233 | 3.489
Falgun 7, 2063 | 4.33 | 5.38 | 4.12 | 3.53
Falgun 8, 2063 | 4.33 | 5.5557 | 4.2207 | 3.571
Falgun 9, 2063 | 3.87 | 4.9586 | 4.2807 | 3.5967
Falgun 10, 2063 | 3.21 | 4.2671 | 4.288 | 3.6003
Falgun 11, 2063 | 3.21 | 4.0529 | 4.2953 | 3.604
Falgun 12, 2063 | 3.21 | 3.8386 | 4.3053 | 3.6077
Falgun 13, 2063 | 3.21 | 3.6243 | 4.318 | 3.6147
Falgun 14, 2063 | 4.33 | 3.6243 | 4.4087 | 3.6633
Falgun 15, 2063 | 5.46 | 3.7857 | 4.566 | 3.7507
Falgun 16, 2063 | 4.15 | 3.8257 | 4.636 | 3.7953
Falgun 17, 2063 | 4.15 | 3.96 | 4.376 | 3.839
Falgun 18, 2063 | 4.15 | 4.0943 | 4.116 | 3.8823
Falgun 19, 2063 | 3.66 | 4.1586 | 4.046 | 3.9123
Falgun 20, 2063 | 3.54 | 4.2057 | 3.968 | 3.936
Falgun 21, 2063 | 3.66 | 4.11 | 3.898 | 3.9607
Falgun 22, 2063 | 3.54 | 3.8357 | 3.8453 | 3.9827
Falgun 23, 2063 | 3.21 | 3.7014 | 3.7707 | 3.9957
Falgun 24, 2063 | 3.1 | 3.5514 | 3.7193 | 4
Falgun 25, 2063 | 3.1 | 3.4014 | 3.712 | 4
Falgun 26, 2063 | 3.1 | 3.3214 | 3.7047 | 4
Falgun 27, 2063 | 3.1 | 3.2586 | 3.6973 | 4.0013
Falgun 28, 2063 | 3.1 | 3.1786 | 3.69 | 4.004
Falgun 29, 2063 | 5.46 | 3.4529 | 3.7653 | 4.087
Falgun 30, 2063 | 4.79 | 3.6786 | 3.7207 | 4.1433
Chaitra 1, 2063 | 3.13 | 3.6829 | 3.6527 | 4.1443
Chaitra 2, 2063 | 3.1 | 3.6829 | 3.5827 | 3.9793
Chaitra 3, 2063 | 3.1 | 3.6829 | 3.5127 | 3.8143
Chaitra 4, 2063 | 3.1 | 3.6829 | 3.4753 | 3.7607
Chaitra 5, 2063 | 3.1 | 3.6829 | 3.446 | 3.707
Chaitra 6, 2063 | 3.1 | 3.3457 | 3.4087 | 3.6533
Chaitra 7, 2063 | 2.8 | 3.0614 | 3.3593 | 3.6023
Chaitra 8, 2063 | 2.7 | 3 | 3.3253 | 3.548
Chaitra 9, 2063 | 2.65 | 2.9357 | 3.2953 | 3.5073
Chaitra 10, 2063 | 2.6 | 2.8643 | 3.262 | 3.487
Chaitra 11, 2063 | 2.57 | 2.7886 | 3.2267 | 3.4657
Chaitra 12, 2063 | 2.4 | 2.6886 | 3.18 | 3.4387
Chaitra 13, 2063 | 2.7 | 2.6314 | 3.1533 | 3.4217
Chaitra 14, 2063 | 2.58 | 2.6 | 2.9613 | 3.3633
Chaitra 15, 2063 | 2.45 | 2.5643 | 2.8053 | 3.263
Chaitra 16, 2063 | 2.29 | 2.5129 | 2.7493 | 3.201
Chaitra 17, 2063 | 2.25 | 2.4629 | 2.6927 | 3.1377
Chaitra 18, 2063 | 2.15 | 2.4029 | 2.6293 | 3.071
Chaitra 19, 2063 | 2.01 | 2.3471 | 2.5567 | 3.016
Chaitra 20, 2063 | 2.13 | 2.2657 | 2.492 | 2.969
Chaitra 21, 2063 | 2.99 | 2.3243 | 2.4847 | 2.9467
Chaitra 22, 2063 | 2.55 | 2.3386 | 2.468 | 2.9137
Chaitra 23, 2063 | 2.33 | 2.3443 | 2.4433 | 2.8843
Chaitra 24, 2063 | 2.11 | 2.3243 | 2.4073 | 2.8513
Chaitra 25, 2063 | 2 | 2.3029 | 2.3673 | 2.8147
Chaitra 26, 2063 | 2 | 2.3014 | 2.3293 | 2.778
Chaitra 27, 2063 | 2 | 2.2829 | 2.3027 | 2.7413
Chaitra 28, 2063 | 2 | 2.1414 | 2.256 | 2.7047
Chaitra 29, 2063 | 2.7 | 2.1629 | 2.264 | 2.6127
Chaitra 30, 2063 | 3.15 | 2.28 | 2.3107 | 2.558
Baishakh 1, 2064 | 3.03 | 2.4114 | 2.36 | 2.5547
Baishakh 2, 2064 | 2.63 | 2.5014 | 2.3853 | 2.539
Baishakh 3, 2064 | 2.42 | 2.5614 | 2.4033 | 2.5163
Baishakh 4, 2064 | 2.32 | 2.6071 | 2.424 | 2.4903
Baishakh 5, 2064 | 2.73 | 2.7114 | 2.464 | 2.478
Baishakh 6, 2064 | 3.25 | 2.79 | 2.4813 | 2.483
Baishakh 7, 2064 | 3.01 | 2.77 | 2.512 | 2.49
Baishakh 8, 2064 | 2.72 | 2.7257 | 2.538 | 2.4907
Baishakh 9, 2064 | 3.1 | 2.7929 | 2.604 | 2.5057
Baishakh 10, 2064 | 8.01 | 3.5914 | 3.0047 | 2.686
Baishakh 11, 2064 | 6.03 | 4.1214 | 3.2733 | 2.8013
Baishakh 12, 2064 | 4.31 | 4.3471 | 3.4273 | 2.865
Baishakh 13, 2064 | 4.31 | 4.4986 | 3.5813 | 2.9187
Baishakh 14, 2064 | 5.42 | 4.8429 | 3.7627 | 3.0133
Baishakh 15, 2064 | 3.99 | 5.0243 | 3.8187 | 3.0647
Baishakh 16, 2064 | 3.1 | 5.0243 | 3.8233 | 3.0917
Baishakh 17, 2064 | 3.71 | 4.41 | 3.8953 | 3.1403
Baishakh 18, 2064 | 2.98 | 3.9743 | 3.9327 | 3.168
Baishakh 19, 2064 | 2.78 | 3.7557 | 3.9633 | 3.1937
Baishakh 20, 2064 | 2.93 | 3.5586 | 3.9767 | 3.2203
Baishakh 21, 2064 | 2.81 | 3.1857 | 3.9473 | 3.2143
Baishakh 22, 2064 | 2.84 | 3.0214 | 3.936 | 3.224
Baishakh 23, 2064 | 2.79 | 2.9771 | 3.9407 | 3.2393
Baishakh 24, 2064 | 4.15 | 3.04 | 4.0107 | 3.3073
Baishakh 25, 2064 | 5.42 | 3.3886 | 3.838 | 3.4213
Baishakh 26, 2064 | 5.09 | 3.7186 | 3.7753 | 3.5243
Baishakh 27, 2064 | 3.1 | 3.7429 | 3.6947 | 3.561
Baishakh 28, 2064 | 3.71 | 3.8714 | 3.6547 | 3.618
Baishakh 29, 2064 | 16.9 | 5.88 | 4.42 | 4.0913
Baishakh 30, 2064 | 12.26 | 7.2329 | 4.9713 | 4.395
Baishakh 31, 2064 | 4.54 | 7.2886 | 5.0673 | 4.4453
Jestha 1, 2064 | 7.18 | 7.54 | 5.2987 | 4.597
Jestha 2, 2064 | 6.63 | 7.76 | 5.542 | 4.7373
Jestha 3, 2064 | 8.62 | 8.5486 | 5.9313 | 4.9473
Jestha 4, 2064 | 5.31 | 8.7771 | 6.09 | 5.0333
Jestha 5, 2064 | 4.31 | 6.9786 | 6.19 | 5.0687
Jestha 6, 2064 | 9.06 | 6.5214 | 6.6047 | 5.2703
Jestha 7, 2064 | 5.31 | 6.6314 | 6.7727 | 5.3567
Jestha 8, 2064 | 10.39 | 7.09 | 7.1887 | 5.5997
Jestha 9, 2064 | 8.18 | 7.3114 | 7.3727 | 5.6053
Jestha 10, 2064 | 6.63 | 7.0271 | 7.4753 | 5.6253
Jestha 11, 2064 | 5.47 | 7.05 | 7.6333 | 5.664
Jestha 12, 2064 | 4.37 | 7.0586 | 7.6773 | 5.666
Jestha 13, 2064 | 4.37 | 6.3886 | 6.842 | 5.631
Jestha 14, 2064 | 3.31 | 6.1029 | 6.2453 | 5.6083
Jestha 15, 2064 | 2.99 | 5.0457 | 6.142 | 5.6047
Jestha 16, 2064 | 2.66 | 4.2571 | 5.8407 | 5.5697
Jestha 17, 2064 | 2.42 | 3.6557 | 5.56 | 5.551
Jestha 18, 2064 | 2.45 | 3.2243 | 5.1487 | 5.54
Jestha 19, 2064 | 2.43 | 2.9471 | 4.9567 | 5.5233
Jestha 20, 2064 | 3.44 | 2.8143 | 4.8987 | 5.5443
Jestha 21, 2064 | 3.82 | 2.8871 | 4.5493 | 5.577
Jestha 22, 2064 | 4.15 | 3.0529 | 4.472 | 5.6223
Jestha 23, 2064 | 14.91 | 4.8029 | 4.7733 | 5.981
Jestha 24, 2064 | 12.93 | 6.3043 | 5.09 | 6.2313
Jestha 25, 2064 | 23.91 | 9.37 | 6.242 | 6.8587
Jestha 26, 2064 | 31.64 | 13.5429 | 7.9867 | 7.81
Jestha 27, 2064 | 49.3 | 20.0943 | 10.982 | 9.3297
Jestha 28, 2064 | 26.06 | 23.2714 | 12.428 | 9.635
Jestha 29, 2064 | 17.07 | 25.1171 | 13.3453 | 9.7953
Jestha 30, 2064 | 102.38 | 37.6129 | 19.9713 | 13.0567
Jestha 31, 2064 | 26.06 | 39.4886 | 21.5313 | 13.686
Ashadh 1, 2064 | 48.76 | 43.0386 | 24.6207 | 15.0903
Ashadh 2, 2064 | 26.57 | 42.3143 | 26.2287 | 15.6887
Ashadh 3, 2064 | 10.17 | 36.7243 | 26.7447 | 15.8507
Ashadh 4, 2064 | 5.76 | 33.8243 | 26.8993 | 15.899
Ashadh 5, 2064 | 19.56 | 34.18 | 27.9487 | 16.249
Ashadh 6, 2064 | 30.05 | 23.8471 | 29.6753 | 17.0737
Ashadh 7, 2064 | 11.83 | 21.8143 | 29.47 | 17.1217
Ashadh 8, 2064 | 11.83 | 16.5386 | 29.3967 | 17.2433
Ashadh 9, 2064 | 27.84 | 16.72 | 29.6587 | 17.9503
Ashadh 10, 2064 | 13.49 | 17.1943 | 28.4487 | 18.2177
Ashadh 11, 2064 | 15.42 | 18.5743 | 26.19 | 18.586
Ashadh 12, 2064 | 13.49 | 17.7071 | 25.352 | 18.89
Ashadh 13, 2064 | 8.96 | 14.6943 | 24.8113 | 19.0783
Ashadh 14, 2064 | 44.95 | 19.4257 | 20.9827 | 20.477
Ashadh 15, 2064 | 26.57 | 21.5314 | 21.0167 | 21.274
Ashadh 16, 2064 | 15.42 | 19.7571 | 18.794 | 21.7073
Ashadh 17, 2064 | 19.5 | 20.6157 | 18.3227 | 22.2757
Ashadh 18, 2064 | 17.57 | 20.9229 | 18.816 | 22.7803
Ashadh 19, 2064 | 17.57 | 21.5057 | 19.6033 | 23.2513
Ashadh 20, 2064 | 15.42 | 22.4286 | 19.3273 | 23.638
Ashadh 21, 2064 | 21.66 | 19.1014 | 18.768 | 24.2217
Ashadh 22, 2064 | 26.57 | 19.1014 | 19.7507 | 24.6103
Ashadh 23, 2064 | 19.5 | 19.6843 | 20.262 | 24.8293
Ashadh 24, 2064 | 24.19 | 20.3543 | 20.0187 | 24.8387
Ashadh 25, 2064 | 24.19 | 21.3 | 20.732 | 24.5903
Ashadh 26, 2064 | 24.19 | 22.2457 | 21.3167 | 23.7533
Ashadh 27, 2064 | 44.01 | 26.33 | 23.3513 | 24.3517
Ashadh 28, 2064 | 162.14 | 46.3986 | 33.5633 | 29.1873
Ashadh 29, 2064 | 240.91 | 77.0186 | 46.6273 | 33.805
Ashadh 30, 2064 | 91.04 | 87.2386 | 50.9253 | 35.971
Ashadh 31, 2064 | 75.31 | 94.5414 | 54.918 | 36.856
Ashadh 32, 2064 | 37.06 | 96.38 | 56.0887 | 37.2057
Shrawan 1, 2064 | 43.17 | 99.0914 | 57.7953 | 38.3057
Shrawan 2, 2064 | 38.27 | 98.2714 | 59.1753 | 39.3893
Shrawan 3, 2064 | 19.52 | 77.8971 | 59.4487 | 39.388
Shrawan 4, 2064 | 211.03 | 73.6286 | 72.0733 | 45.4207
Shrawan 5, 2064 | 183.99 | 86.9071 | 82.568 | 51.1593
Shrawan 6, 2064 | 122.43 | 93.6386 | 89.43 | 54.846
Shrawan 7, 2064 | 83.01 | 100.2029 | 93.3513 | 56.685
Shrawan 8, 2064 | 160.16 | 116.9157 | 102.416 | 61.574
Shrawan 9, 2064 | 98.25 | 125.4843 | 107.3533 | 64.335
Shrawan 10, 2064 | 144.46 | 143.3329 | 114.05 | 68.7007
Shrawan 11, 2064 | 187.41 | 139.9586 | 115.7347 | 74.649
Shrawan 12, 2064 | 157.93 | 136.2357 | 110.2027 | 78.415
Shrawan 13, 2064 | 87.81 | 131.29 | 109.9873 | 80.4563
Shrawan 14, 2064 | 113.95 | 135.71 | 112.5633 | 83.7407
Shrawan 15, 2064 | 98.25 | 126.8657 | 116.6427 | 86.3657
Shrawan 16, 2064 | 167.55 | 136.7657 | 124.9347 | 91.365
Shrawan 17, 2064 | 90.18 | 129.0114 | 128.3953 | 93.7853
Shrawan 18, 2064 | 90.18 | 115.1214 | 133.106 | 96.2773
Shrawan 19, 2064 | 55.39 | 100.4729 | 122.73 | 97.4017
Shrawan 20, 2064 | 48.72 | 94.8886 | 113.712 | 98.14
Shrawan 21, 2064 | 31.48 | 83.1071 | 107.6487 | 98.5393
Shrawan 22, 2064 | 21.69 | 72.17 | 103.5607 | 98.456
Shrawan 23, 2064 | 21.88 | 51.36 | 94.342 | 98.379
Shrawan 24, 2064 | 24.05 | 41.9129 | 89.3953 | 98.3743
Shrawan 25, 2064 | 21.69 | 32.1286 | 81.2107 | 97.6303
Shrawan 26, 2064 | 21.69 | 27.3143 | 70.1627 | 92.9487
Shrawan 27, 2064 | 44.95 | 26.7757 | 62.6307 | 86.4167
Shrawan 28, 2064 | 28.94 | 26.4129 | 58.706 | 84.3467
Shrawan 29, 2064 | 26.41 | 27.0871 | 52.87 | 82.7167
Shrawan 30, 2064 | 26.41 | 27.7343 | 48.0807 | 82.3617
Shrawan 31, 2064 | 162.4 | 47.4986 | 47.7373 | 86.336
Shrawan 32, 2064 | 68.21 | 54.1443 | 46.2727 | 87.334
Bhadra 1, 2064 | 58.13 | 59.35 | 44.136 | 88.621
Bhadra 2, 2064 | 42.58 | 59.0114 | 43.282 | 83.006
Bhadra 3, 2064 | 37.03 | 60.1671 | 42.5027 | 78.1073
Bhadra 4, 2064 | 31.48 | 60.8914 | 42.5027 | 75.0757
Bhadra 5, 2064 | 26.58 | 60.9157 | 42.8287 | 73.1947
Bhadra 6, 2064 | 32.14 | 42.3071 | 43.5127 | 68.9273
Bhadra 7, 2064 | 162.4 | 55.7629 | 52.736 | 71.0657
Bhadra 8, 2064 | 48.72 | 54.4186 | 54.538 | 67.8743
Bhadra 9, 2064 | 42.58 | 54.4186 | 55.9307 | 63.0467
Bhadra 10, 2064 | 68.7 | 58.9429 | 57.514 | 60.0723
Bhadra 11, 2064 | 62.56 | 63.3829 | 59.7553 | 59.2307
Bhadra 12, 2064 | 55.39 | 67.4986 | 61.6873 | 57.2787
Bhadra 13, 2064 | 30.7 | 67.2929 | 61.9733 | 55.027
Bhadra 14, 2064 | 323.16 | 90.2586 | 72.6907 | 60.214
Bhadra 15, 2064 | 144.46 | 103.9357 | 77.774 | 62.0233
Bhadra 16, 2064 | 75.38 | 108.6214 | 78.924 | 61.53
Bhadra 17, 2064 | 285.08 | 139.5329 | 95.0907 | 69.1863
Bhadra 18, 2064 | 136.48 | 150.0929 | 101.7207 | 72.1117
Bhadra 19, 2064 | 170.47 | 166.5329 | 110.9867 | 76.7447
Bhadra 20, 2064 | 239.56 | 196.37 | 125.1853 | 84.007
Bhadra 21, 2064 | 152.09 | 171.9314 | 133.182 | 88.3473
Bhadra 22, 2064 | 160.16 | 174.1743 | 133.0327 | 92.8843
Bhadra 23, 2064 | 152.09 | 185.1329 | 139.924 | 97.231
Bhadra 24, 2064 | 82.55 | 156.2 | 142.5887 | 99.2597
Bhadra 25, 2064 | 61.53 | 145.4929 | 142.1107 | 99.8123
Bhadra 26, 2064 | 51.72 | 128.5286 | 141.388 | 100.5717
Bhadra 27, 2064 | 99.56 | 108.5286 | 144.3327 | 103.01
Bhadra 28, 2064 | 144.46 | 107.4386 | 151.9167 | 106.945
Bhadra 29, 2064 | 54.99 | 92.4143 | 134.0387 | 103.3647
Bhadra 30, 2064 | 39.73 | 76.3629 | 127.0567 | 102.4153
Bhadra 31, 2064 | 26.58 | 68.3671 | 123.8033 | 101.3637
Ashwin 1, 2064 | 40.63 | 65.3814 | 107.5067 | 101.2987
Ashwin 2, 2064 | 26.58 | 61.79 | 100.18 | 100.9503
Ashwin 3, 2064 | 24.05 | 51.0029 | 90.4187 | 100.7027
Ashwin 4, 2064 | 26.58 | 34.1629 | 76.22 | 100.7027
Ashwin 5, 2064 | 21.69 | 29.4057 | 67.5267 | 100.3543
Ashwin 6, 2064 | 21.69 | 26.8286 | 58.2953 | 95.664
Ashwin 7, 2064 | 17.35 | 25.51 | 49.3127 | 94.6183
Ashwin 8, 2064 | 52.12 | 27.1514 | 47.284 | 94.9363
Ashwin 9, 2064 | 73.2 | 33.8114 | 48.062 | 95.0863
Ashwin 10, 2064 | 45.87 | 36.9286 | 47.672 | 94.53
Ashwin 11, 2064 | 28.94 | 37.2657 | 42.964 | 93.6483
Ashwin 12, 2064 | 221.75 | 65.8457 | 48.1167 | 100.0167
Ashwin 13, 2064 | 106.45 | 77.9543 | 51.5473 | 92.793
Ashwin 14, 2064 | 68.7 | 85.29 | 53.4787 | 90.2677
Ashwin 15, 2064 | 45.87 | 84.3971 | 54.7647 | 89.284
Ashwin 16, 2064 | 28.94 | 78.0743 | 53.9853 | 80.746
Ashwin 17, 2064 | 24.05 | 74.9571 | 53.8167 | 76.9983
Ashwin 18, 2064 | 21.69 | 73.9214 | 53.6593 | 72.039
Ashwin 19, 2064 | 21.69 | 45.3414 | 53.3333 | 64.7767
Ashwin 20, 2064 | 21.69 | 33.2329 | 53.3333 | 60.43
Ashwin 21, 2064 | 21.69 | 26.5171 | 53.3333 | 55.8143
Ashwin 22, 2064 | 17.35 | 22.4429 | 53.3333 | 51.323
Ashwin 23, 2064 | 17.35 | 20.7871 | 51.0153 | 49.1497
Ashwin 24, 2064 | 21.69 | 20.45 | 47.5813 | 47.8217
Ashwin 25, 2064 | 19.52 | 20.14 | 45.8247 | 46.7483
Ashwin 26, 2064 | 16.15 | 19.3486 | 44.972 | 43.968
Ashwin 27, 2064 | 15.39 | 18.4486 | 31.2147 | 39.6657
Ashwin 28, 2064 | 15.39 | 17.5486 | 25.144 | 38.3457
Ashwin 29, 2064 | 31.48 | 19.5671 | 22.6627 | 38.0707
Ashwin 30, 2064 | 21.69 | 20.1871 | 21.0507 | 37.9077
Kartik 1, 2064 | 23.55 | 20.4529 | 20.6913 | 37.3383
Kartik 2, 2064 | 23.55 | 21.0286 | 20.658 | 37.2373
Kartik 3, 2064 | 19.21 | 21.4657 | 20.4927 | 37.076
Kartik 4, 2064 | 17.59 | 21.78 | 20.2193 | 36.7763
Kartik 5, 2064 | 16.8 | 21.9814 | 19.8933 | 36.6133
Kartik 6, 2064 | 16.8 | 19.8843 | 19.5673 | 36.4503
Kartik 7, 2064 | 15.66 | 19.0229 | 19.4547 | 36.394
Kartik 8, 2064 | 15.28 | 17.8414 | 19.3167 | 35.166
Kartik 9, 2064 | 15.28 | 16.66 | 18.8893 | 33.2353
Kartik 10, 2064 | 15.28 | 16.0986 | 18.6067 | 32.2157
Kartik 11, 2064 | 15.28 | 15.7686 | 18.5487 | 31.7603
Kartik 12, 2064 | 15.28 | 15.5514 | 18.5413 | 24.878
Kartik 13, 2064 | 15.28 | 15.3343 | 18.534 | 21.839
Kartik 14, 2064 | 15.28 | 15.28 | 17.454 | 20.0583
Kartik 15, 2064 | 15.28 | 15.28 | 17.0267 | 19.0387
Kartik 16, 2064 | 15.28 | 15.28 | 16.4753 | 18.5833
Kartik 17, 2064 | 15.28 | 15.28 | 15.924 | 18.291
Kartik 18, 2064 | 15.28 | 15.28 | 15.662 | 18.0773
Kartik 19, 2064 | 15.28 | 15.28 | 15.508 | 17.8637
Kartik 20, 2064 | 15.28 | 15.28 | 15.4067 | 17.65
Kartik 21, 2064 | 15.28 | 15.28 | 15.3053 | 17.4363
Kartik 22, 2064 | 14.92 | 15.2286 | 15.256 | 17.3553
Kartik 23, 2064 | 14.55 | 15.1243 | 15.2073 | 17.262
Kartik 24, 2064 | 14.55 | 15.02 | 15.1587 | 17.024
Kartik 25, 2064 | 14.55 | 14.9157 | 15.11 | 16.8583
Kartik 26, 2064 | 14.55 | 14.8114 | 15.0613 | 16.805
Kartik 27, 2064 | 14.55 | 14.7071 | 15.0127 | 16.777
Kartik 28, 2064 | 13.84 | 14.5014 | 14.9167 | 16.7253
Kartik 29, 2064 | 13.84 | 14.3471 | 14.8207 | 16.1373
Kartik 30, 2064 | 13.84 | 14.2457 | 14.7247 | 15.8757
Mangsir 1, 2064 | 11.24 | 13.7729 | 14.4553 | 15.4653
Mangsir 2, 2064 | 10.9 | 13.2514 | 14.1633 | 15.0437
Mangsir 3, 2064 | 10.57 | 12.6829 | 13.8493 | 14.7557
Mangsir 4, 2064 | 10.24 | 12.0671 | 13.5133 | 14.5107
Mangsir 5, 2064 | 9.91 | 11.5057 | 13.1553 | 14.281
Mangsir 6, 2064 | 9.28 | 10.8543 | 12.7553 | 14.0303
Mangsir 7, 2064 | 9.28 | 10.2029 | 12.3793 | 13.8177
Mangsir 8, 2064 | 8.67 | 9.8357 | 11.9873 | 13.5973
Mangsir 9, 2064 | 8.67 | 9.5171 | 11.5953 | 13.377
Mangsir 10, 2064 | 8.38 | 9.2043 | 11.184 | 13.147
Mangsir 11, 2064 | 8.09 | 8.8971 | 10.7533 | 12.9073
Mangsir 12, 2064 | 8.09 | 8.6371 | 10.3227 | 12.6677
Mangsir 13, 2064 | 7.81 | 8.4271 | 9.9207 | 12.4187
Mangsir 14, 2064 | 7.53 | 8.1771 | 9.5 | 12.1603
Mangsir 15, 2064 | 7.53 | 8.0143 | 9.0793 | 11.902
Mangsir 16, 2064 | 7.53 | 7.8514 | 8.832 | 11.6437
Mangsir 17, 2064 | 7.53 | 7.73 | 8.6073 | 11.3853
Mangsir 18, 2064 | 6.99 | 7.5729 | 8.3687 | 11.109
Mangsir 19, 2064 | 6.99 | 7.4157 | 8.152 | 10.8327
Mangsir 20, 2064 | 6.99 | 7.2986 | 7.9573 | 10.5563
Mangsir 21, 2064 | 6.99 | 7.2214 | 7.8047 | 10.28
Mangsir 22, 2064 | 6.99 | 7.1443 | 7.652 | 10.0157
Mangsir 23, 2064 | 6.74 | 7.0314 | 7.5233 | 9.7553
Mangsir 24, 2064 | 6.48 | 6.8814 | 7.3773 | 9.4863
Mangsir 25, 2064 | 6.48 | 6.8086 | 7.2507 | 9.2173
Mangsir 26, 2064 | 6.24 | 6.7014 | 7.1273 | 8.9403
Mangsir 27, 2064 | 6 | 6.56 | 6.988 | 8.6553
Mangsir 28, 2064 | 5.77 | 6.3857 | 6.852 | 8.3863
Mangsir 29, 2064 | 5.54 | 6.1786 | 6.7193 | 8.1097
Poush 1, 2064 | 5.54 | 6.0071 | 6.5867 | 7.833
Poush 2, 2064 | 5.54 | 5.8729 | 6.454 | 7.643
Poush 3, 2064 | 5.54 | 5.7386 | 6.3213 | 7.4643
Poush 4, 2064 | 5.54 | 5.6386 | 6.2247 | 7.2967
Poush 5, 2064 | 5.54 | 5.5729 | 6.128 | 7.14
Poush 6, 2064 | 5.54 | 5.54 | 6.0313 | 6.9943
Poush 7, 2064 | 5.54 | 5.54 | 5.9347 | 6.8697
Poush 8, 2064 | 5.54 | 5.54 | 5.838 | 6.745
Poush 9, 2064 | 5.33 | 5.51 | 5.744 | 6.6337
Poush 10, 2064 | 5.12 | 5.45 | 5.6533 | 6.5153
Poush 11, 2064 | 5.12 | 5.39 | 5.5627 | 6.4067
Poush 12, 2064 | 5.12 | 5.33 | 5.488 | 6.3077
Poush 13, 2064 | 5.56 | 5.3329 | 5.4587 | 6.2233
Poush 14, 2064 | 4.73 | 5.2171 | 5.3893 | 6.1207
Poush 15, 2064 | 4.73 | 5.1014 | 5.3353 | 6.0273
Poush 16, 2064 | 4.73 | 5.0157 | 5.2813 | 5.934
Poush 17, 2064 | 4.73 | 4.96 | 5.2273 | 5.8407
Poush 18, 2064 | 4.73 | 4.9043 | 5.1733 | 5.7473
Poush 19, 2064 | 4.73 | 4.8486 | 5.1193 | 5.672
Poush 20, 2064 | 4.73 | 4.73 | 5.0653 | 5.5967
Poush 21, 2064 | 4.73 | 4.73 | 5.0113 | 5.5213
Poush 22, 2064 | 4.73 | 4.73 | 4.9573 | 5.446
Poush 23, 2064 | 4.73 | 4.73 | 4.9033 | 5.3707
Poush 24, 2064 | 4.73 | 4.73 | 4.8633 | 5.3037
Poush 25, 2064 | 4.73 | 4.73 | 4.8373 | 5.2453
Poush 26, 2064 | 4.73 | 4.73 | 4.8113 | 5.187
Poush 27, 2064 | 4.56 | 4.7057 | 4.774 | 5.131
Poush 28, 2064 | 4.38 | 4.6557 | 4.6953 | 5.077
Poush 29, 2064 | 4.38 | 4.6057 | 4.672 | 5.0307
Poush 30, 2064 | 4.07 | 4.5114 | 4.628 | 4.9817
Magh 1, 2064 | 3.77 | 4.3743 | 4.564 | 4.9227
Magh 2, 2064 | 4.1 | 4.2843 | 4.522 | 4.8747
Magh 3, 2064 | 3.77 | 4.1471 | 4.458 | 4.8157
Magh 4, 2064 | 6.19 | 4.38 | 4.5553 | 4.8373
Magh 5, 2064 | 5.7 | 4.5686 | 4.62 | 4.8427
Magh 6, 2064 | 6.69 | 4.8986 | 4.7507 | 4.881
Magh 7, 2064 | 5.03 | 5.0357 | 4.7707 | 4.864
Magh 8, 2064 | 4.82 | 5.1857 | 4.7767 | 4.84
Magh 9, 2064 | 4.82 | 5.2886 | 4.7827 | 4.823
Magh 10, 2064 | 5.7 | 5.5643 | 4.8473 | 4.8423
Magh 11, 2064 | 4.82 | 5.3686 | 4.8533 | 4.8323
Magh 12, 2064 | 4.63 | 5.2157 | 4.858 | 4.816
Magh 13, 2064 | 4.43 | 4.8929 | 4.8613 | 4.7783
Magh 14, 2064 | 4.43 | 4.8071 | 4.8647 | 4.7683
Magh 15, 2064 | 4.26 | 4.7271 | 4.8773 | 4.7527
Magh 16, 2064 | 4.08 | 4.6214 | 4.898 | 4.731
Magh 17, 2064 | 3.97 | 4.3743 | 4.8893 | 4.7057
Magh 18, 2064 | 3.97 | 4.2529 | 4.9027 | 4.6803
Magh 19, 2064 | 3.8 | 4.1343 | 4.7433 | 4.6493
Magh 20, 2064 | 3.41 | 3.9886 | 4.5907 | 4.6053
Magh 21, 2064 | 3.31 | 3.8286 | 4.3653 | 4.558
Magh 22, 2064 | 3.31 | 3.6929 | 4.2507 | 4.5107
Magh 23, 2064 | 3.31 | 3.5829 | 4.15 | 4.4633
Magh 24, 2064 | 3.31 | 3.4886 | 4.0493 | 4.416
Magh 25, 2064 | 3.2 | 3.3786 | 3.8827 | 4.365
Magh 26, 2064 | 3.2 | 3.2929 | 3.7747 | 4.314
Magh 27, 2064 | 3.2 | 3.2629 | 3.6793 | 4.2687
Magh 28, 2064 | 3.2 | 3.2471 | 3.5973 | 4.2293
Magh 29, 2064 | 3.2 | 3.2314 | 3.5153 | 4.19
Falgun 1, 2064 | 3.02 | 3.19 | 3.4327 | 4.155
Falgun 2, 2064 | 3 | 3.1457 | 3.3607 | 4.1293
Falgun 3, 2064 | 2.95 | 3.11 | 3.2927 | 4.091
Falgun 4, 2064 | 3.03 | 3.0857 | 3.23 | 4.0663
Falgun 5, 2064 | 2.96 | 3.0514 | 3.174 | 3.9587
Falgun 6, 2064 | 3 | 3.0229 | 3.1467 | 3.8687
Falgun 7, 2064 | 3.02 | 2.9971 | 3.1273 | 3.7463
Falgun 8, 2064 | 3.03 | 2.9986 | 3.1087 | 3.6797
Falgun 9, 2064 | 2.98 | 2.9957 | 3.0867 | 3.6183
Falgun 10, 2064 | 2.91 | 2.99 | 3.06 | 3.5547
Falgun 11, 2064 | 2.9 | 2.9714 | 3.04 | 3.4613
Falgun 12, 2064 | 2.8 | 2.9486 | 3.0133 | 3.394
Falgun 13, 2064 | 2.71 | 2.9071 | 2.9807 | 3.33
Falgun 14, 2064 | 2.73 | 2.8657 | 2.9493 | 3.2733
Falgun 15, 2064 | 2.67 | 2.8143 | 2.914 | 3.2147
Falgun 16, 2064 | 2.67 | 2.77 | 2.8907 | 3.1617
Falgun 17, 2064 | 2.66 | 2.7343 | 2.868 | 3.1143
Falgun 18, 2064 | 2.65 | 2.6986 | 2.848 | 3.0703
Falgun 19, 2064 | 2.64 | 2.6757 | 2.822 | 3.026
Falgun 20, 2064 | 12.79 | 4.1157 | 3.4773 | 3.3257
Falgun 21, 2064 | 3.54 | 4.2314 | 3.5133 | 3.33
Falgun 22, 2064 | 4.2 | 4.45 | 3.592 | 3.3597
Falgun 23, 2064 | 4 | 4.64 | 3.6567 | 3.3827
Falgun 24, 2064 | 3.54 | 4.7657 | 3.694 | 3.3903
Falgun 25, 2064 | 3.21 | 4.8457 | 3.714 | 3.387
Falgun 26, 2064 | 3.1 | 4.9114 | 3.7273 | 3.3837
Falgun 27, 2064 | 2.96 | 3.5071 | 3.738 | 3.3757
Falgun 28, 2064 | 3.09 | 3.4429 | 3.7633 | 3.372
Falgun 29, 2064 | 2.8 | 3.2429 | 3.768 | 3.3587
Falgun 30, 2064 | 2.72 | 3.06 | 3.7713 | 3.3427
Chaitra 1, 2064 | 2.669 | 2.9356 | 3.7713 | 3.331
Chaitra 2, 2064 | 2.61 | 2.8499 | 3.7679 | 3.318
Chaitra 3, 2064 | 2.84 | 2.8127 | 3.7806 | 3.3143
Chaitra 4, 2064 | 2.79 | 2.7884 | 3.7906 | 3.3063
Chaitra 5, 2064 | 2.95 | 2.7684 | 3.1346 | 3.306
Chaitra 6, 2064 | 2.93 | 2.787 | 3.0939 | 3.3036
Chaitra 7, 2064 | 2.68 | 2.7813 | 2.9926 | 3.2923
Chaitra 8, 2064 | 2.46 | 2.7514 | 2.8899 | 3.2733
Chaitra 9, 2064 | 2.25 | 2.7 | 2.8039 | 3.249
Chaitra 10, 2064 | 2.07 | 2.59 | 2.7279 | 3.221
Chaitra 11, 2064 | 3.39 | 2.6757 | 2.7473 | 3.2373
Chaitra 12, 2064 | 2.85 | 2.6614 | 2.7399 | 3.239
Chaitra 13, 2064 | 2.68 | 2.6257 | 2.7126 | 3.238
Chaitra 14, 2064 | 2.36 | 2.58 | 2.6833 | 3.2256
Chaitra 15, 2064 | 2.3 | 2.5571 | 2.6553 | 3.2133
Chaitra 16, 2064 | 2.21 | 2.5514 | 2.6247 | 3.198
Chaitra 17, 2064 | 2.12 | 2.5586 | 2.592 | 3.18
Chaitra 18, 2064 | 2.08 | 2.3714 | 2.5413 | 3.161
Chaitra 19, 2064 | 2.06 | 2.2586 | 2.4927 | 3.1416
Chaitra 20, 2064 | 2.07 | 2.1714 | 2.434 | 2.7843
Chaitra 21, 2064 | 2.15 | 2.1414 | 2.382 | 2.738
Chaitra 22, 2064 | 2.33 | 2.1457 | 2.3587 | 2.6756
Chaitra 23, 2064 | 2.1 | 2.13 | 2.3347 | 2.6123
Chaitra 24, 2064 | 7.78 | 2.9386 | 2.7033 | 2.7536
Chaitra 25, 2064 | 4.33 | 3.26 | 2.854 | 2.791
Chaitra 26, 2064 | 3 | 3.3943 | 2.828 | 2.7876
Chaitra 27, 2064 | 2.8 | 3.4986 | 2.8247 | 2.7823
Chaitra 28, 2064 | 3.1 | 3.6343 | 2.8527 | 2.7826
Chaitra 29, 2064 | 3.1 | 3.7443 | 2.902 | 2.7926
Chaitra 30, 2064 | 6.46 | 4.3671 | 3.1793 | 2.9173
Baishakh 1, 2065 | 5.46 | 4.0357 | 3.396 | 3.0103
Baishakh 2, 2065 | 3.87 | 3.97 | 3.5127 | 3.0523
Baishakh 3, 2065 | 3.72 | 4.0729 | 3.622 | 3.0817
Baishakh 4, 2065 | 3.26 | 4.1386 | 3.702 | 3.0973
Baishakh 5, 2065 | 3 | 4.1243 | 3.764 | 3.099
Baishakh 6, 2065 | 2.63 | 4.0571 | 3.796 | 3.089
Baishakh 7, 2065 | 2.45 | 3.4843 | 3.804 | 3.0813
Baishakh 8, 2065 | 2.31 | 3.0343 | 3.818 | 3.0763
Baishakh 9, 2065 | 2.11 | 2.7829 | 3.44 | 3.0717
Baishakh 10, 2065 | 2.15 | 2.5586 | 3.2947 | 3.0743
Baishakh 11, 2065 | 1.72 | 2.3386 | 3.2093 | 3.0187
Baishakh 12, 2065 | 2.03 | 2.2 | 3.158 | 2.9913
Baishakh 13, 2065 | 2.06 | 2.1186 | 3.0887 | 2.9707
Baishakh 14, 2065 | 1.73 | 2.0157 | 2.9973 | 2.9497
Baishakh 15, 2065 | 1.23 | 1.8614 | 2.6487 | 2.914
Baishakh 16, 2065 | 2.06 | 1.8543 | 2.422 | 2.909
Baishakh 17, 2065 | 1.89 | 1.8171 | 2.29 | 2.9013
Baishakh 18, 2065 | 1.93 | 1.8471 | 2.1707 | 2.8963
Baishakh 19, 2065 | 1.94 | 1.8343 | 2.0827 | 2.8923
Baishakh 20, 2065 | 2.32 | 1.8714 | 2.0373 | 2.9007
Baishakh 21, 2065 | 3.1 | 2.0671 | 2.0687 | 2.9323
Baishakh 22, 2065 | 2.8 | 2.2914 | 2.092 | 2.948
Baishakh 23, 2065 | 2.8 | 2.3971 | 2.1247 | 2.9713
Baishakh 24, 2065 | 2.6 | 2.4986 | 2.1573 | 2.7987
Baishakh 25, 2065 | 3.87 | 2.7757 | 2.272 | 2.7833
Baishakh 26, 2065 | 5.46 | 3.2786 | 2.5213 | 2.8653
Baishakh 27, 2065 | 4.33 | 3.5657 | 2.6747 | 2.9163
Baishakh 28, 2065 | 4.79 | 3.8071 | 2.8567 | 2.9727
Baishakh 29, 2065 | 13.21 | 5.2943 | 3.622 | 3.3097
Baishakh 30, 2065 | 6.09 | 5.7643 | 3.946 | 3.2973
Baishakh 31, 2065 | 4.16 | 5.9871 | 4.086 | 3.254
Jestha 1, 2065 | 4.16 | 6.0286 | 4.2373 | 3.2637
Jestha 2, 2065 | 3.83 | 5.7957 | 4.364 | 3.2673
Jestha 3, 2065 | 3.26 | 5.6429 | 4.452 | 3.2673
Jestha 4, 2065 | 3.11 | 5.4029 | 4.5047 | 3.271
Jestha 5, 2065 | 3.14 | 3.9643 | 4.5073 | 3.288
Jestha 6, 2065 | 3.1 | 3.5371 | 4.5273 | 3.3097
Jestha 7, 2065 | 3.16 | 3.3943 | 4.5513 | 3.338
Jestha 8, 2065 | 6.09 | 3.67 | 4.784 | 3.4707
Jestha 9, 2065 | 5.87 | 3.9614 | 4.9173 | 3.5947
Jestha 10, 2065 | 4.16 | 4.09 | 4.8307 | 3.676
Jestha 11, 2065 | 4.16 | 4.24 | 4.8193 | 3.747
Jestha 12, 2065 | 6.09 | 4.6614 | 4.906 | 3.8813
Jestha 13, 2065 | 6.59 | 5.16 | 4.4647 | 4.0433
Jestha 14, 2065 | 7.14 | 5.7286 | 4.5347 | 4.2403
Jestha 15, 2065 | 6.86 | 5.8386 | 4.7147 | 4.4003
Jestha 16, 2065 | 5.37 | 5.7671 | 4.7953 | 4.5163
Jestha 17, 2065 | 4.33 | 5.7914 | 4.8287 | 4.5963
Jestha 18, 2065 | 6.36 | 6.1057 | 5.0353 | 4.7437
Jestha 19, 2065 | 5.6 | 6.0357 | 5.2013 | 4.853
Jestha 20, 2065 | 10.05 | 6.53 | 5.662 | 5.0847
Jestha 21, 2065 | 9.96 | 6.9329 | 6.1193 | 5.3233
Jestha 22, 2065 | 9.16 | 7.2614 | 6.5193 | 5.5353
Jestha 23, 2065 | 7.24 | 7.5286 | 6.596 | 5.69
Jestha 24, 2065 | 8.99 | 8.1943 | 6.804 | 5.8607
Jestha 25, 2065 | 14.32 | 9.3314 | 7.4813 | 6.156
Jestha 26, 2065 | 21.53 | 11.6071 | 8.6393 | 6.7293
Jestha 27, 2065 | 19.17 | 12.91 | 9.5113 | 7.2087
Jestha 28, 2065 | 17 | 13.9157 | 10.2053 | 7.335
Jestha 29, 2065 | 23.25 | 15.9286 | 11.2793 | 7.907
Jestha 30, 2065 | 23.7 | 18.28 | 12.402 | 8.5583
Jestha 31, 2065 | 23.7 | 20.3814 | 13.624 | 9.2097
Jestha 32, 2065 | 26.06 | 22.0586 | 15.0727 | 9.9507
Ashadh 1, 2065 | 134.54 | 38.2029 | 23.618 | 14.3267
Ashadh 2, 2065 | 64.33 | 44.6543 | 27.5333 | 16.3673
Ashadh 3, 2065 | 56.93 | 50.3586 | 30.6587 | 18.1603
Ashadh 4, 2065 | 33.59 | 51.8357 | 32.234 | 19.1767
Ashadh 5, 2065 | 22.5 | 51.6643 | 33.1233 | 19.8213
Ashadh 6, 2065 | 55.49 | 56.2057 | 36.34 | 21.468
Ashadh 7, 2065 | 35.57 | 57.5643 | 38.112 | 22.458
Ashadh 8, 2065 | 29.47 | 42.5543 | 39.122 | 23.3017
Ashadh 9, 2065 | 35.57 | 38.4457 | 40.058 | 24.3487
Ashadh 10, 2065 | 119.32 | 47.3586 | 46.7347 | 28.123
Ashadh 11, 2065 | 72.23 | 52.8786 | 50.4167 | 30.311
Ashadh 12, 2065 | 70.51 | 59.7371 | 53.5673 | 32.4233
Ashadh 13, 2065 | 352.71 | 102.1971 | 75.5013 | 43.9517
Ashadh 14, 2065 | 97.84 | 111.0929 | 80.444 | 47.034
Ashadh 15, 2065 | 88.85 | 119.5757 | 84.63 | 49.8513
Ashadh 16, 2065 | 86.81 | 126.8957 | 81.448 | 52.533
Ashadh 17, 2065 | 79.09 | 121.1486 | 82.432 | 54.9827
Ashadh 18, 2065 | 97.84 | 124.8071 | 85.1593 | 57.909
Ashadh 19, 2065 | 81.26 | 126.3429 | 88.3373 | 60.2857
Ashadh 20, 2065 | 76.55 | 86.8914 | 91.9407 | 62.532
Ashadh 21, 2065 | 81.26 | 84.5229 | 93.6587 | 64.9993
Ashadh 22, 2065 | 81.26 | 83.4386 | 96.7047 | 67.4083
Ashadh 23, 2065 | 72.24 | 81.3571 | 99.556 | 69.339
Ashadh 24, 2065 | 48.21 | 76.9457 | 100.3987 | 70.2283
Ashadh 25, 2065 | 54.71 | 70.7843 | 96.0913 | 71.413
Ashadh 26, 2065 | 44.52 | 65.5357 | 94.244 | 72.3303
Ashadh 27, 2065 | 26.78 | 58.4257 | 91.3287 | 72.448
Ashadh 28, 2065 | 39 | 52.3886 | 70.4147 | 72.958
Ashadh 29, 2065 | 123.3 | 58.3943 | 72.112 | 76.278
Ashadh 30, 2065 | 81.26 | 59.6829 | 71.606 | 78.118
Ashadh 31, 2065 | 97.84 | 66.7729 | 72.3413 | 76.8947
Shrawan 1, 2065 | 86.81 | 71.3586 | 72.856 | 77.644
Shrawan 2, 2065 | 72.23 | 75.3171 | 71.1487 | 78.154
Shrawan 3, 2065 | 82.68 | 83.3029 | 71.2433 | 79.7903
Shrawan 4, 2065 | 89.17 | 90.47 | 72.0847 | 82.0127
Shrawan 5, 2065 | 120.24 | 90.0329 | 74.6833 | 84.171
Shrawan 6, 2065 | 126.65 | 96.5171 | 77.7093 | 87.207
Shrawan 7, 2065 | 103.4 | 97.3114 | 79.7867 | 89.6713
Shrawan 8, 2065 | 91.71 | 98.0114 | 82.6867 | 91.5427
Shrawan 9, 2065 | 74.2 | 98.2929 | 83.986 | 90.0387
Shrawan 10, 2065 | 68.1 | 96.21 | 85.558 | 89.901
Shrawan 11, 2065 | 72.23 | 93.79 | 88.588 | 89.9583
Shrawan 12, 2065 | 72.23 | 86.9314 | 90.8033 | 80.609
Shrawan 13, 2065 | 72.23 | 79.1571 | 87.3987 | 79.7553
Shrawan 14, 2065 | 72.23 | 74.7043 | 86.7967 | 79.2013
Shrawan 15, 2065 | 77.13 | 72.6214 | 85.416 | 78.8787
Shrawan 16, 2065 | 74.2 | 72.6214 | 84.5753 | 78.7157
Shrawan 17, 2065 | 68.1 | 72.6214 | 84.3 | 77.7243
Shrawan 18, 2065 | 60.59 | 70.9586 | 82.8273 | 77.0353
Shrawan 19, 2065 | 31.53 | 65.1443 | 78.9847 | 75.5347
Shrawan 20, 2065 | 104.52 | 69.7571 | 77.9367 | 76.31
Shrawan 21, 2065 | 81.26 | 71.0471 | 74.9107 | 76.31
Shrawan 22, 2065 | 74.2 | 70.6286 | 72.964 | 76.3753
Shrawan 23, 2065 | 296.17 | 102.3386 | 86.5947 | 84.6407
Shrawan 24, 2065 | 188.21 | 119.4971 | 94.1953 | 89.0907
Shrawan 25, 2065 | 100.76 | 125.2357 | 96.3727 | 90.9653
Shrawan 26, 2065 | 80.78 | 132.2714 | 96.9427 | 92.7653
Shrawan 27, 2065 | 72.69 | 127.7243 | 96.9733 | 93.8883
Shrawan 28, 2065 | 72.69 | 126.5 | 97.004 | 92.2013
Shrawan 29, 2065 | 231.03 | 148.9043 | 107.5907 | 97.1937
Shrawan 30, 2065 | 170.29 | 130.9214 | 113.8013 | 99.6087
Shrawan 31, 2065 | 126.41 | 122.0929 | 117.282 | 100.9287
Shrawan 32, 2065 | 106.4 | 122.8986 | 119.8353 | 102.0677
Bhadra 1, 2065 | 97.4 | 125.2729 | 122.2893 | 102.5583
Bhadra 2, 2065 | 78.73 | 126.1357 | 125.436 | 102.2103
Bhadra 3, 2065 | 86.32 | 128.0829 | 124.2227 | 101.0797
Bhadra 4, 2065 | 137.68 | 114.7471 | 127.984 | 101.4473
Bhadra 5, 2065 | 97.84 | 104.3971 | 129.56 | 101.262
Bhadra 6, 2065 | 83.62 | 98.2843 | 115.39 | 100.9923
Bhadra 7, 2065 | 83.62 | 95.03 | 108.4173 | 101.3063
Bhadra 8, 2065 | 76.37 | 92.0257 | 106.7913 | 101.582
Bhadra 9, 2065 | 78.73 | 92.0257 | 106.6547 | 101.7987
Bhadra 10, 2065 | 97.84 | 93.6714 | 108.3313 | 102.6523
Bhadra 11, 2065 | 103.4 | 88.7743 | 110.3787 | 103.6913
Bhadra 12, 2065 | 94.4 | 88.2829 | 101.27 | 104.4303
Bhadra 13, 2065 | 100.26 | 90.66 | 96.6013 | 105.2013
Bhadra 14, 2065 | 89.17 | 91.4529 | 94.1187 | 105.7003
Bhadra 15, 2065 | 81.26 | 92.1514 | 92.4427 | 106.139
Bhadra 16, 2065 | 83.96 | 92.8986 | 91.5467 | 106.918
Bhadra 17, 2065 | 74.2 | 89.5214 | 91.2447 | 108.3403
Bhadra 18, 2065 | 79.09 | 86.0486 | 90.7627 | 107.4927
Bhadra 19, 2065 | 86.81 | 84.9643 | 87.3713 | 107.6777
Bhadra 20, 2065 | 74.2 | 81.2414 | 85.7953 | 107.6777
Bhadra 21, 2065 | 74.5 | 79.1457 | 85.1873 | 100.2887
Bhadra 22, 2065 | 40.29 | 73.2929 | 82.2987 | 95.358
Bhadra 23, 2065 | 29.76 | 65.55 | 79.1913 | 92.9913
Bhadra 24, 2065 | 26.77 | 58.7743 | 75.7273 | 91.191
Bhadra 25, 2065 | 23.91 | 50.8914 | 70.7987 | 89.565
Bhadra 26, 2065 | 32.49 | 43.1314 | 66.0713 | 88.225
Bhadra 27, 2065 | 31.99 | 37.1014 | 61.9107 | 81.5903
Bhadra 28, 2065 | 22.96 | 29.7386 | 56.7573 | 76.6793
Bhadra 29, 2065 | 35.84 | 29.1029 | 53.202 | 73.6603
Bhadra 30, 2065 | 36.35 | 30.0443 | 50.208 | 71.3253
Bhadra 31, 2065 | 24.4 | 29.7057 | 46.2373 | 68.892
Ashwin 1, 2065 | 34.85 | 31.2686 | 43.614 | 67.4293
Ashwin 2, 2065 | 25.39 | 30.2543 | 40.034 | 65.3983
Ashwin 3, 2065 | 29.29 | 29.8686 | 36.1993 | 61.7853
Ashwin 4, 2065 | 608.23 | 113.4786 | 71.8013 | 78.7983
Ashwin 5, 2065 | 178.89 | 133.9143 | 78.7607 | 81.974
Ashwin 6, 2065 | 78.81 | 139.98 | 81.3287 | 81.8137
Ashwin 7, 2065 | 78.71 | 147.7386 | 84.592 | 81.8917
Ashwin 8, 2065 | 86.87 | 155.17 | 88.5987 | 82.163
Ashwin 9, 2065 | 73.68 | 162.0686 | 91.9167 | 81.3577
Ashwin 10, 2065 | 70.36 | 167.9357 | 94.4413 | 80.2563
Ashwin 11, 2065 | 68.63 | 90.85 | 96.884 | 79.3973
Ashwin 12, 2065 | 39.9 | 70.9943 | 98.0133 | 77.3853
Ashwin 13, 2065 | 69.13 | 69.6114 | 100.2327 | 76.7173
Ashwin 14, 2065 | 39.35 | 63.9886 | 100.4327 | 75.3203
Ashwin 15, 2065 | 35.49 | 56.6486 | 101.172 | 73.7047
Ashwin 16, 2065 | 23.43 | 49.47 | 100.4107 | 72.0123
Ashwin 17, 2065 | 21.59 | 42.5029 | 100.1573 | 70.0957
Ashwin 18, 2065 | 20.26 | 35.5929 | 99.5553 | 67.8773
Ashwin 19, 2065 | 19.39 | 32.6629 | 60.2993 | 66.0503
Ashwin 20, 2065 | 26.93 | 26.6343 | 50.1687 | 64.4647
Ashwin 21, 2065 | 27.25 | 24.9057 | 46.7313 | 64.03
Ashwin 22, 2065 | 38.62 | 25.3529 | 44.0587 | 64.3253
Ashwin 23, 2065 | 22.04 | 25.1543 | 39.7367 | 64.1677
Ashwin 24, 2065 | 22.04 | 25.2186 | 36.294 | 64.1053
Ashwin 25, 2065 | 22.04 | 25.4729 | 33.0727 | 63.757
Ashwin 26, 2065 | 21.15 | 25.7243 | 29.9073 | 63.3957
Ashwin 27, 2065 | 19.82 | 24.7086 | 28.5687 | 63.291
Ashwin 28, 2065 | 18.12 | 23.4043 | 25.168 | 62.7003
Ashwin 29, 2065 | 17.23 | 20.3486 | 23.6933 | 62.063
Ashwin 30, 2065 | 17.29 | 19.67 | 22.48 | 61.826
Ashwin 31, 2065 | 16.48 | 18.8757 | 22.0167 | 61.2137
Kartik 1, 2065 | 15.3 | 17.9129 | 21.5973 | 60.8773
Kartik 2, 2065 | 16.11 | 17.1929 | 21.3207 | 60.438
Kartik 3, 2065 | 14.52 | 16.4357 | 20.996 | 40.6477
Kartik 4, 2065 | 14.15 | 15.8686 | 20.144 | 35.1563
Kartik 5, 2065 | 14.15 | 15.4286 | 19.2707 | 33.001
Kartik 6, 2065 | 13.77 | 14.9257 | 17.614 | 30.8363
Kartik 7, 2065 | 13.77 | 14.5386 | 17.0627 | 28.3997
Kartik 8, 2065 | 13.77 | 14.32 | 16.5113 | 26.4027
Kartik 9, 2065 | 13.04 | 13.8814 | 15.9113 | 24.492
Kartik 10, 2065 | 13.04 | 13.67 | 15.3707 | 22.639
Kartik 11, 2065 | 12.69 | 13.4614 | 14.8953 | 21.732
Kartik 12, 2065 | 12.33 | 13.2014 | 14.5093 | 19.8387
Kartik 13, 2065 | 11.98 | 12.9457 | 14.1593 | 18.9263
Kartik 14, 2065 | 11.64 | 12.6414 | 13.7827 | 18.1313
Kartik 15, 2065 | 11.3 | 12.2886 | 13.4373 | 17.727
Kartik 16, 2065 | 10.97 | 11.9929 | 13.1487 | 17.373
Kartik 17, 2065 | 10.64 | 11.65 | 12.784 | 17.0523
Kartik 18, 2065 | 10.31 | 11.31 | 12.5033 | 16.7497
Kartik 19, 2065 | 10 | 10.9771 | 12.2267 | 16.1853
Kartik 20, 2065 | 9.68 | 10.6486 | 11.9287 | 15.5997
Kartik 21, 2065 | 9.68 | 10.3686 | 11.656 | 14.635
Kartik 22, 2065 | 9.07 | 10.05 | 11.3427 | 14.2027
Kartik 23, 2065 | 9.07 | 9.7786 | 11.0293 | 13.7703
Kartik 24, 2065 | 8.49 | 9.4714 | 10.726 | 13.3187
Kartik 25, 2065 | 8.21 | 9.1714 | 10.404 | 12.8873
Kartik 26, 2065 | 8.21 | 8.9157 | 10.1053 | 12.5003
Kartik 27, 2065 | 9.07 | 8.8286 | 9.888 | 12.1987
Kartik 28, 2065 | 9.07 | 8.7414 | 9.694 | 11.9267
Kartik 29, 2065 | 9.07 | 8.7414 | 9.5227 | 11.6527
Kartik 30, 2065 | 9.07 | 8.7414 | 9.374 | 11.4057
Mangsir 1, 2065 | 9.07 | 8.8243 | 9.2473 | 11.198
Mangsir 2, 2065 | 8.49 | 8.8643 | 9.104 | 10.944
Mangsir 3, 2065 | 8.49 | 8.9043 | 8.9827 | 10.743
Mangsir 4, 2065 | 8.49 | 8.8214 | 8.882 | 10.5543
Mangsir 5, 2065 | 8.49 | 8.7386 | 8.8027 | 10.3657
Mangsir 6, 2065 | 8.49 | 8.6557 | 8.7233 | 10.1897
Mangsir 7, 2065 | 8.49 | 8.5729 | 8.6847 | 10.0137
Mangsir 8, 2065 | 8.49 | 8.49 | 8.646 | 9.8377
Mangsir 9, 2065 | 7.93 | 8.41 | 8.6087 | 9.6673
Mangsir 10, 2065 | 7.93 | 8.33 | 8.59 | 9.497
Mangsir 11, 2065 | 7.93 | 8.25 | 8.5713 | 9.3383
Mangsir 12, 2065 | 7.93 | 8.17 | 8.4953 | 9.1917
Mangsir 13, 2065 | 7.93 | 8.09 | 8.4193 | 9.0567
Mangsir 14, 2065 | 7.39 | 7.9329 | 8.3073 | 8.915
Mangsir 15, 2065 | 7.39 | 7.7757 | 8.1953 | 8.7847
Mangsir 16, 2065 | 7.39 | 7.6986 | 8.0833 | 8.6653
Mangsir 17, 2065 | 7.39 | 7.6214 | 8.01 | 8.557
Mangsir 18, 2065 | 7.39 | 7.5443 | 7.9367 | 8.4597
Mangsir 19, 2065 | 7.39 | 7.4671 | 7.8633 | 8.3727
Mangsir 20, 2065 | 7.39 | 7.39 | 7.79 | 8.2963
Mangsir 21, 2065 | 6.88 | 7.3171 | 7.6827 | 8.203
Mangsir 22, 2065 | 6.88 | 7.2443 | 7.5753 | 8.13
Mangsir 23, 2065 | 6.4 | 7.1029 | 7.436 | 8.041
Mangsir 24, 2065 | 6.4 | 6.9614 | 7.334 | 7.9713
Mangsir 25, 2065 | 6.4 | 6.82 | 7.232 | 7.911
Mangsir 26, 2065 | 6.4 | 6.6786 | 7.13 | 7.8507
Mangsir 27, 2065 | 6.4 | 6.5371 | 7.028 | 7.7617
Mangsir 28, 2065 | 6.4 | 6.4686 | 6.926 | 7.6727
Mangsir 29, 2065 | 6.17 | 6.3671 | 6.8447 | 7.576
Mangsir 30, 2065 | 5.94 | 6.3014 | 6.748 | 7.4717
Poush 1, 2065 | 5.94 | 6.2357 | 6.6513 | 7.3673
Poush 2, 2065 | 5.73 | 6.14 | 6.5407 | 7.2753
Poush 3, 2065 | 5.52 | 6.0143 | 6.416 | 7.1763
Poush 4, 2065 | 5.52 | 5.8886 | 6.2913 | 7.0773
Poush 5, 2065 | 5.33 | 5.7357 | 6.154 | 6.972
Poush 6, 2065 | 5.13 | 5.5871 | 6.0373 | 6.86
Poush 7, 2065 | 5.13 | 5.4714 | 5.9207 | 6.748
Poush 8, 2065 | 5.13 | 5.3557 | 5.836 | 6.636
Poush 9, 2065 | 5.13 | 5.27 | 5.7513 | 6.5427
Poush 10, 2065 | 5.13 | 5.2143 | 5.6667 | 6.4493
Poush 11, 2065 | 5.13 | 5.1586 | 5.582 | 6.356
Poush 12, 2065 | 5.13 | 5.13 | 5.4973 | 6.2627
Poush 13, 2065 | 5.13 | 5.13 | 5.4127 | 6.1693
Poush 14, 2065 | 5.13 | 5.13 | 5.3433 | 6.094
Poush 15, 2065 | 5.13 | 5.13 | 5.2893 | 6.0187
Poush 16, 2065 | 5.13 | 5.13 | 5.2353 | 5.9433
Poush 17, 2065 | 5.13 | 5.13 | 5.1953 | 5.868
Poush 18, 2065 | 5.13 | 5.13 | 5.1693 | 5.7927
Poush 19, 2065 | 5.13 | 5.13 | 5.1433 | 5.7173
Poush 20, 2065 | 5.13 | 5.13 | 5.13 | 5.642
Poush 21, 2065 | 5.13 | 5.13 | 5.13 | 5.5837
Poush 22, 2065 | 5.13 | 5.13 | 5.13 | 5.5253
Poush 23, 2065 | 5.13 | 5.13 | 5.13 | 5.483
Poush 24, 2065 | 5.13 | 5.13 | 5.13 | 5.4407
Poush 25, 2065 | 5.13 | 5.13 | 5.13 | 5.3983
Poush 26, 2065 | 4.96 | 5.1057 | 5.1187 | 5.3503
Poush 27, 2065 | 4.78 | 5.0557 | 5.0953 | 5.2963
Poush 28, 2065 | 4.78 | 5.0057 | 5.072 | 5.2423
Poush 29, 2065 | 4.63 | 4.9343 | 5.0387 | 5.191
Magh 1, 2065 | 4.28 | 4.8129 | 4.982 | 5.1357
Magh 2, 2065 | 3.97 | 4.6471 | 4.9047 | 5.07
Magh 3, 2065 | 3.97 | 4.4814 | 4.8273 | 5.0113
Magh 4, 2065 | 3.97 | 4.34 | 4.75 | 4.9597
Magh 5, 2065 | 3.97 | 4.2243 | 4.6727 | 4.908
Magh 6, 2065 | 3.97 | 4.1086 | 4.5953 | 4.8627
Magh 7, 2065 | 3.84 | 3.9957 | 4.5093 | 4.8197
Magh 8, 2065 | 3.56 | 3.8929 | 4.4047 | 4.7673
Magh 9, 2065 | 3.4 | 3.8114 | 4.2893 | 4.7097
Magh 10, 2065 | 3.4 | 3.73 | 4.174 | 4.652
Magh 11, 2065 | 3.4 | 3.6486 | 4.0587 | 4.5943
Magh 12, 2065 | 3.4 | 3.5671 | 3.9547 | 4.5367
Magh 13, 2065 | 3.4 | 3.4857 | 3.8627 | 4.479
Magh 14, 2065 | 3.4 | 3.4229 | 3.7707 | 4.4213
Magh 15, 2065 | 3 | 3.3429 | 3.662 | 4.3503
Magh 16, 2065 | 3.06 | 3.2943 | 3.5807 | 4.2813
Magh 17, 2065 | 3.1 | 3.2514 | 3.5227 | 4.2137
Magh 18, 2065 | 3.05 | 3.2014 | 3.4613 | 4.1443
Magh 19, 2065 | 3.02 | 3.1471 | 3.398 | 4.074
Magh 20, 2065 | 2.98 | 3.0871 | 3.332 | 4.0023
Magh 21, 2065 | 2.98 | 3.0271 | 3.266 | 3.9307
Magh 22, 2065 | 2.98 | 3.0243 | 3.2087 | 3.859
Magh 23, 2065 | 2.95 | 3.0086 | 3.168 | 3.7863
Magh 24, 2065 | 2.95 | 2.9871 | 3.138 | 3.7137
Magh 25, 2065 | 2.9 | 2.9657 | 3.1047 | 3.6393
Magh 26, 2065 | 2.85 | 2.9414 | 3.068 | 3.5633
Magh 27, 2065 | 2.8 | 2.9157 | 3.028 | 3.4913
Magh 28, 2065 | 2.8 | 2.89 | 2.988 | 3.4253
Magh 29, 2065 | 3.1 | 2.9071 | 2.968 | 3.3693
Falgun 1, 2065 | 3.1 | 2.9286 | 2.9747 | 3.3183
Falgun 2, 2065 | 2.92 | 2.9243 | 2.9653 | 3.273
Falgun 3, 2065 | 2.82 | 2.9129 | 2.9467 | 3.2347
Falgun 4, 2065 | 2.83 | 2.91 | 2.932 | 3.1967
Falgun 5, 2065 | 2.83 | 2.9143 | 2.9193 | 3.1587
Falgun 6, 2065 | 2.83 | 2.9186 | 2.9093 | 3.1207
Falgun 7, 2065 | 2.84 | 2.8814 | 2.9 | 3.083
Falgun 8, 2065 | 2.75 | 2.8314 | 2.8847 | 3.0467
Falgun 9, 2065 | 2.64 | 2.7914 | 2.864 | 3.016
Falgun 10, 2065 | 2.54 | 2.7514 | 2.8367 | 2.9873
Falgun 11, 2065 | 2.44 | 2.6957 | 2.806 | 2.9553
Falgun 12, 2065 | 2.35 | 2.6271 | 2.7727 | 2.9203
Falgun 13, 2065 | 2.37 | 2.5614 | 2.744 | 2.886
Falgun 14, 2065 | 2.48 | 2.51 | 2.7227 | 2.8553
Falgun 15, 2065 | 2.48 | 2.4714 | 2.6813 | 2.8247
Falgun 16, 2065 | 2.45 | 2.4443 | 2.638 | 2.8063
Falgun 17, 2065 | 2.44 | 2.43 | 2.606 | 2.7857
Falgun 18, 2065 | 2.44 | 2.43 | 2.5807 | 2.7637
Falgun 19, 2065 | 2.37 | 2.4329 | 2.55 | 2.741
Falgun 20, 2065 | 2.33 | 2.4271 | 2.5167 | 2.718
Falgun 21, 2065 | 2.33 | 2.4057 | 2.4833 | 2.6963
Falgun 22, 2065 | 2.31 | 2.3814 | 2.448 | 2.674
Falgun 23, 2065 | 2.3 | 2.36 | 2.418 | 2.6513
Falgun 24, 2065 | 2.37 | 2.35 | 2.4 | 2.632
Falgun 25, 2065 | 2.34 | 2.3357 | 2.3867 | 2.6117
Falgun 26, 2065 | 2.2 | 2.3114 | 2.3707 | 2.5883
Falgun 27, 2065 | 2.21 | 2.2943 | 2.3613 | 2.567
Falgun 28, 2065 | 2.14 | 2.2671 | 2.346 | 2.545
Falgun 29, 2065 | 2.04 | 2.2286 | 2.3167 | 2.5197
Falgun 30, 2065 | 2.48 | 2.2543 | 2.3167 | 2.499
Chaitra 1, 2065 | 2.05 | 2.2086 | 2.29 | 2.464
Chaitra 2, 2065 | 1.95 | 2.1529 | 2.2573 | 2.4317
Chaitra 3, 2065 | 1.9 | 2.11 | 2.2213 | 2.401
Chaitra 4, 2065 | 1.8 | 2.0514 | 2.1833 | 2.3667
Chaitra 5, 2065 | 1.75 | 1.9957 | 2.1447 | 2.3307
Chaitra 6, 2065 | 1.72 | 1.95 | 2.104 | 2.2937
Chaitra 7, 2065 | 1.6 | 1.8243 | 2.0567 | 2.2523
Chaitra 8, 2065 | 1.6 | 1.76 | 2.01 | 2.214
Chaitra 9, 2065 | 1.6 | 1.71 | 1.9587 | 2.1793
Chaitra 10, 2065 | 1.6 | 1.6671 | 1.9093 | 2.148
Chaitra 11, 2065 | 1.5 | 1.6243 | 1.8627 | 2.1167
Chaitra 12, 2065 | 1.63 | 1.6071 | 1.824 | 2.0927
Chaitra 13, 2065 | 1.63 | 1.5943 | 1.79 | 2.068
Chaitra 14, 2065 | 1.62 | 1.5971 | 1.762 | 2.0393
Chaitra 15, 2065 | 1.68 | 1.6086 | 1.7087 | 2.0127
Chaitra 16, 2065 | 1.62 | 1.6114 | 1.68 | 1.985
Chaitra 17, 2065 | 1.62 | 1.6143 | 1.658 | 1.9577
Chaitra 18, 2065 | 1.62 | 1.6314 | 1.6393 | 1.9303
Chaitra 19, 2065 | 1.62 | 1.63 | 1.6273 | 1.9053
Chaitra 20, 2065 | 1.62 | 1.6286 | 1.6187 | 1.8817
Chaitra 21, 2065 | 1.62 | 1.6286 | 1.612 | 1.858
Chaitra 22, 2065 | 1.73 | 1.6357 | 1.6207 | 1.8387
Chaitra 23, 2065 | 1.7 | 1.6471 | 1.6273 | 1.8187
Chaitra 24, 2065 | 1.65 | 1.6514 | 1.6307 | 1.7947
Chaitra 25, 2065 | 1.65 | 1.6557 | 1.634 | 1.7717
Chaitra 26, 2065 | 1.65 | 1.66 | 1.644 | 1.7533
Chaitra 27, 2065 | 1.6 | 1.6571 | 1.642 | 1.733
Chaitra 28, 2065 | 1.1 | 1.5829 | 1.6067 | 1.6983
Chaitra 29, 2065 | 1.6 | 1.5643 | 1.6053 | 1.6837
Chaitra 30, 2065 | 1.6 | 1.55 | 1.6 | 1.6543
Chaitra 31, 2065 | 1.55 | 1.5357 | 1.5953 | 1.6377
Baishakh 1, 2066 | 1.6 | 1.5286 | 1.594 | 1.626
Baishakh 2, 2066 | 1.6 | 1.5214 | 1.5927 | 1.616
Baishakh 3, 2066 | 1.58 | 1.5186 | 1.59 | 1.6087
Baishakh 4, 2066 | 1.69 | 1.6029 | 1.5947 | 1.6067
Baishakh 5, 2066 | 1.69 | 1.6157 | 1.5993 | 1.6057
Baishakh 6, 2066 | 1.6 | 1.6157 | 1.5907 | 1.6057
Baishakh 7, 2066 | 1.6 | 1.6229 | 1.584 | 1.6057
Baishakh 8, 2066 | 1.6 | 1.6229 | 1.5807 | 1.6057
Baishakh 9, 2066 | 1.6 | 1.6229 | 1.5773 | 1.6057
Baishakh 10, 2066 | 1.6 | 1.6257 | 1.574 | 1.609
Baishakh 11, 2066 | 1.5 | 1.5986 | 1.5673 | 1.6047
Baishakh 12, 2066 | 1.4 | 1.5571 | 1.5873 | 1.597
Baishakh 13, 2066 | 1.4 | 1.5286 | 1.574 | 1.5897
Baishakh 14, 2066 | 1.4 | 1.5 | 1.5607 | 1.5803
Baishakh 15, 2066 | 1.4 | 1.4714 | 1.5507 | 1.573
Baishakh 16, 2066 | 1.44 | 1.4486 | 1.54 | 1.567
Baishakh 17, 2066 | 1.42 | 1.4229 | 1.528 | 1.5603
Baishakh 18, 2066 | 1.42 | 1.4114 | 1.5173 | 1.5537
Baishakh 19, 2066 | 1.87 | 1.4786 | 1.5293 | 1.562
Baishakh 20, 2066 | 1.8 | 1.5357 | 1.5367 | 1.568
Baishakh 21, 2066 | 1.8 | 1.5929 | 1.55 | 1.5703
Baishakh 22, 2066 | 1.8 | 1.65 | 1.5633 | 1.5737
Baishakh 23, 2066 | 1.95 | 1.7229 | 1.5867 | 1.5837
Baishakh 24, 2066 | 1.8 | 1.7771 | 1.6 | 1.5887
Baishakh 25, 2066 | 1.6 | 1.8029 | 1.6 | 1.587
Baishakh 26, 2066 | 1.6 | 1.7643 | 1.6067 | 1.587
Baishakh 27, 2066 | 1.5 | 1.7214 | 1.6133 | 1.6003
Baishakh 28, 2066 | 1.4 | 1.6643 | 1.6133 | 1.5937
Baishakh 29, 2066 | 1.6 | 1.6357 | 1.6267 | 1.5937
Baishakh 30, 2066 | 2.9 | 1.7714 | 1.7267 | 1.6387
Baishakh 31, 2066 | 2.4 | 1.8571 | 1.7907 | 1.6653
Jestha 1, 2066 | 2.3 | 1.9571 | 1.8493 | 1.6887
Jestha 2, 2066 | 2.3 | 2.0571 | 1.908 | 1.7127
Jestha 3, 2066 | 2.45 | 2.1929 | 1.9467 | 1.738
Jestha 4, 2066 | 2.7 | 2.3786 | 2.0067 | 1.7717
Jestha 5, 2066 | 2.6 | 2.5214 | 2.06 | 1.805
Jestha 6, 2066 | 7.1 | 3.1214 | 2.4133 | 1.9883
Jestha 7, 2066 | 7.29 | 3.82 | 2.7693 | 2.178
Jestha 8, 2066 | 9.27 | 4.8157 | 3.2673 | 2.4337
Jestha 9, 2066 | 10.48 | 5.9843 | 3.8593 | 2.7297
Jestha 10, 2066 | 8.25 | 6.8129 | 4.3027 | 2.9547
Jestha 11, 2066 | 5.95 | 7.2771 | 4.5993 | 3.1063
Jestha 12, 2066 | 5.29 | 7.6614 | 4.8587 | 3.236
Jestha 13, 2066 | 15.14 | 8.81 | 5.7613 | 3.694
Jestha 14, 2066 | 9.14 | 9.0743 | 6.1773 | 3.952
Jestha 15, 2066 | 5.95 | 8.6 | 6.414 | 4.1023
Jestha 16, 2066 | 4.75 | 7.7814 | 6.5773 | 4.2133
Jestha 17, 2066 | 3.77 | 7.1414 | 6.6753 | 4.2917
Jestha 18, 2066 | 3.2 | 6.7486 | 6.7253 | 4.336
Jestha 19, 2066 | 3.2 | 6.45 | 6.7587 | 4.3827
Jestha 20, 2066 | 4.17 | 4.8829 | 6.8633 | 4.4617
Jestha 21, 2066 | 5 | 4.2914 | 6.7233 | 4.5683
Jestha 22, 2066 | 23.43 | 6.7886 | 7.7993 | 5.2843
Jestha 23, 2066 | 7.42 | 7.17 | 7.676 | 5.4717
Jestha 24, 2066 | 5.95 | 7.4814 | 7.374 | 5.6167
Jestha 25, 2066 | 7.42 | 8.0843 | 7.3187 | 5.8107
Jestha 26, 2066 | 8.13 | 8.7886 | 7.464 | 6.0317
Jestha 27, 2066 | 7.17 | 9.2171 | 7.5893 | 6.224
Jestha 28, 2066 | 7.17 | 9.5271 | 7.058 | 6.4097
Jestha 29, 2066 | 11.66 | 7.8457 | 7.226 | 6.7017
Jestha 30, 2066 | 9.31 | 8.1157 | 7.45 | 6.932
Jestha 31, 2066 | 9.31 | 8.5957 | 7.754 | 7.1657
Ashadh 1, 2066 | 7.24 | 8.57 | 7.9853 | 7.3303
Ashadh 2, 2066 | 5.46 | 8.1886 | 8.136 | 7.4307
Ashadh 3, 2066 | 4.63 | 7.8257 | 8.2313 | 7.495
Ashadh 4, 2066 | 4.63 | 7.4629 | 8.262 | 7.5627
Ashadh 5, 2066 | 5.27 | 6.55 | 8.28 | 7.5017
Ashadh 6, 2066 | 3.94 | 5.7829 | 6.9807 | 7.39
Ashadh 7, 2066 | 5.02 | 5.17 | 6.8207 | 7.2483
Ashadh 8, 2066 | 9.31 | 5.4657 | 7.0447 | 7.2093
Ashadh 9, 2066 | 10.29 | 6.1557 | 7.236 | 7.2773
Ashadh 10, 2066 | 13.27 | 7.39 | 7.5787 | 7.5213
Ashadh 11, 2066 | 15.34 | 8.92 | 8.1233 | 7.8563
Ashadh 12, 2066 | 68.1 | 17.8957 | 12.1853 | 9.6217
Ashadh 13, 2066 | 196.78 | 45.4443 | 24.5267 | 15.8763
Ashadh 14, 2066 | 111.06 | 60.5929 | 31.31 | 19.38
Ashadh 15, 2066 | 103.66 | 74.0714 | 37.6 | 22.677
Ashadh 16, 2066 | 85.13 | 84.7629 | 42.7927 | 25.389
Ashadh 17, 2066 | 130.28 | 101.4786 | 51.114 | 29.625
Ashadh 18, 2066 | 152.29 | 121.0429 | 60.958 | 34.5947
Ashadh 19, 2066 | 82.89 | 123.1557 | 66.1753 | 37.2187
Ashadh 20, 2066 | 88 | 107.6157 | 71.6907 | 39.9853
Ashadh 21, 2066 | 69.52 | 101.6814 | 76.0627 | 41.5217
Ashadh 22, 2066 | 69.97 | 96.8686 | 80.3927 | 43.6067
Ashadh 23, 2066 | 75.36 | 95.4729 | 84.796 | 45.9203
Ashadh 24, 2066 | 88.73 | 89.5371 | 90.0253 | 48.6307
Ashadh 25, 2066 | 72.91 | 78.1971 | 94.0013 | 50.79
Ashadh 26, 2066 | 65.3 | 75.6843 | 97.332 | 52.7277
Ashadh 27, 2066 | 67.9 | 72.8129 | 97.3187 | 54.752
Ashadh 28, 2066 | 67.9 | 72.5814 | 88.7267 | 56.6267
Ashadh 29, 2066 | 78.13 | 73.7471 | 86.5313 | 58.9207
Ashadh 30, 2066 | 69.97 | 72.9771 | 84.2853 | 60.9427
Ashadh 31, 2066 | 84.54 | 72.3786 | 84.246 | 63.5193
Shrawan 1, 2066 | 19.5 | 64.7486 | 76.8607 | 63.9873
Shrawan 2, 2066 | 25.03 | 58.9957 | 68.3767 | 64.6673
Shrawan 3, 2066 | 25.6 | 52.9529 | 64.5573 | 65.3663
Shrawan 4, 2066 | 21.02 | 46.2557 | 60.092 | 65.8913
Shrawan 5, 2066 | 24.39 | 38.5786 | 57.0833 | 66.573
Shrawan 6, 2066 | 19.5 | 31.3686 | 53.7187 | 67.0557
Shrawan 7, 2066 | 18.06 | 21.8714 | 49.8987 | 67.3473
Shrawan 8, 2066 | 17.77 | 21.6243 | 45.168 | 67.5967
Shrawan 9, 2066 | 14.17 | 20.0729 | 41.252 | 67.6267
Shrawan 10, 2066 | 14.17 | 18.44 | 37.8433 | 67.5877
Shrawan 11, 2066 | 14.17 | 17.4614 | 34.2613 | 65.79
Shrawan 12, 2066 | 73.659 | 24.4999 | 34.6453 | 61.686
Shrawan 13, 2066 | 484.907 | 90.9866 | 61.7637 | 74.1475
Shrawan 14, 2066 | 208.424 | 118.1814 | 70.994 | 77.6397
Shrawan 15, 2066 | 154.583 | 137.7261 | 75.6635 | 79.9548
Shrawan 16, 2066 | 224.978 | 167.8416 | 89.3621 | 83.1114
Shrawan 17, 2066 | 216.494 | 196.745 | 102.1263 | 85.2515
Shrawan 18, 2066 | 111.194 | 210.6056 | 107.8326 | 86.195
Shrawan 19, 2066 | 154.583 | 222.1661 | 116.7368 | 88.4144
Shrawan 20, 2066 | 369.521 | 205.6824 | 139.7455 | 98.4144
Shrawan 21, 2066 | 273.676 | 215.0041 | 156.6906 | 105.2046
Shrawan 22, 2066 | 294.599 | 235.0064 | 175.1265 | 112.5126
Shrawan 23, 2066 | 206.524 | 232.3701 | 187.7101 | 116.4391
Shrawan 24, 2066 | 154.583 | 223.5257 | 197.071 | 119.1615
Shrawan 25, 2066 | 139.344 | 227.5471 | 205.4159 | 121.6296
Shrawan 26, 2066 | 215.008 | 236.1793 | 218.8051 | 126.5332
Shrawan 27, 2066 | 146.513 | 204.321 | 223.6621 | 129.1537
Shrawan 28, 2066 | 121.141 | 182.5303 | 199.411 | 130.5874
Shrawan 29, 2066 | 188.835 | 167.4211 | 198.1051 | 134.5495
Shrawan 30, 2066 | 288.576 | 179.1429 | 207.0379 | 141.3507
Shrawan 31, 2066 | 196.131 | 185.0783 | 205.1148 | 147.2384
Shrawan 32, 2066 | 223.886 | 197.1557 | 205.6076 | 153.867
Bhadra 1, 2066 | 205.009 | 195.7273 | 211.8619 | 159.8473
Bhadra 2, 2066 | 178.77 | 200.3354 | 213.4744 | 165.1056
Bhadra 3, 2066 | 139.34 | 202.9353 | 198.129 | 168.9373
Bhadra 4, 2066 | 139.34 | 195.8646 | 189.1733 | 172.9319
Bhadra 5, 2066 | 111.73 | 170.6009 | 176.982 | 176.0543
Bhadra 6, 2066 | 111.73 | 158.5436 | 170.6624 | 179.1863
Bhadra 7, 2066 | 125.04 | 144.4227 | 168.6929 | 182.8819
Bhadra 8, 2066 | 179.58 | 140.79 | 171.3753 | 188.3956
Bhadra 9, 2066 | 153.62 | 137.1971 | 167.2827 | 193.0439
Bhadra 10, 2066 | 138.38 | 137.06 | 166.7405 | 195.2013
Bhadra 11, 2066 | 110.77 | 132.9786 | 166.0491 | 182.7301
Bhadra 12, 2066 | 96.06 | 130.74 | 159.8641 | 178.9846
Bhadra 13, 2066 | 87.81 | 127.3229 | 146.4797 | 176.7588
Bhadra 14, 2066 | 87.81 | 122.0043 | 139.2583 | 172.1866
Bhadra 15, 2066 | 106.18 | 111.5186 | 131.4113 | 168.5094
Bhadra 16, 2066 | 99.504 | 103.7877 | 124.3776 | 168.1198
Bhadra 17, 2066 | 82.92 | 95.8649 | 117.9876 | 165.731
Bhadra 18, 2066 | 80.39 | 91.5249 | 114.0576 | 156.0933
Bhadra 19, 2066 | 68.79 | 87.6291 | 109.3543 | 149.2638
Bhadra 20, 2066 | 66.04 | 84.5191 | 106.3083 | 141.6451
Bhadra 21, 2066 | 71.59 | 82.202 | 103.6323 | 137.1473
Bhadra 22, 2066 | 60.49 | 75.6749 | 99.3289 | 134.0109
Bhadra 23, 2066 | 55.42 | 69.3771 | 91.0516 | 131.2134
Bhadra 24, 2066 | 55.42 | 65.4486 | 84.5049 | 125.8938
Bhadra 25, 2066 | 57.95 | 62.2429 | 79.1429 | 122.9417
Bhadra 26, 2066 | 47.2 | 59.1586 | 74.9049 | 120.477
Bhadra 27, 2066 | 46.36 | 56.3471 | 71.5916 | 115.7279
Bhadra 28, 2066 | 40.55 | 51.9129 | 68.4409 | 107.4603
Bhadra 29, 2066 | 28.4 | 47.3286 | 64.4803 | 101.8693
Bhadra 30, 2066 | 25.34 | 43.0314 | 59.0909 | 95.2511
Bhadra 31, 2066 | 26.23 | 38.8614 | 54.206 | 89.2918
Ashwin 1, 2066 | 21.245 | 33.6179 | 50.0943 | 84.041
Ashwin 2, 2066 | 21.245 | 29.91 | 46.1513 | 80.1045
Ashwin 3, 2066 | 18.8371 | 25.9782 | 42.8211 | 76.0877
Ashwin 4, 2066 | 88.2996 | 32.7995 | 44.3051 | 75.3067
Ashwin 5, 2066 | 31.0082 | 33.1721 | 41.5997 | 72.616
Ashwin 6, 2066 | 40.9258 | 35.3987 | 40.2954 | 69.8122
Ashwin 7, 2066 | 30.3047 | 35.9808 | 38.621 | 64.8363
Ashwin 8, 2066 | 30.3047 | 37.275 | 36.9467 | 60.7258
Ashwin 9, 2066 | 30.4799 | 38.5943 | 35.1153 | 57.1291
Ashwin 10, 2066 | 27.9452 | 39.8954 | 33.8317 | 54.3683
Ashwin 11, 2066 | 25.5856 | 30.9363 | 32.4467 | 52.0192
Ashwin 12, 2066 | 27.9452 | 30.4987 | 31.6064 | 50.0237
Ashwin 13, 2066 | 25.5856 | 28.3073 | 31.4188 | 47.9495
Ashwin 14, 2066 | 26.5076 | 27.7648 | 31.4966 | 45.2938
Ashwin 15, 2066 | 25.5856 | 27.0906 | 31.4536 | 42.8298
Ashwin 16, 2066 | 23.4153 | 26.0814 | 31.5983 | 40.8463
Ashwin 17, 2066 | 21.245 | 25.1242 | 31.5983 | 38.8748
Ashwin 18, 2066 | 20.4338 | 24.3883 | 31.7048 | 37.263
Ashwin 19, 2066 | 20.4338 | 23.3152 | 27.1804 | 35.7427
Ashwin 20, 2066 | 18.8371 | 22.3512 | 26.369 | 33.9843
Ashwin 21, 2066 | 605.341 | 105.0416 | 63.9967 | 52.146
Ashwin 22, 2066 | 251.5827 | 137.3269 | 78.7485 | 58.6848
Ashwin 23, 2066 | 128.3103 | 152.3119 | 85.2822 | 61.1144
Ashwin 24, 2066 | 102.777 | 163.9594 | 90.102 | 62.6087
Ashwin 25, 2066 | 80.3852 | 172.5239 | 93.598 | 63.7149
Ashwin 26, 2066 | 76.2734 | 180.5009 | 96.9772 | 64.712
Ashwin 27, 2066 | 70.5183 | 187.884 | 99.8154 | 65.7109
Ashwin 28, 2066 | 56.8755 | 109.5318 | 101.9014 | 66.6601
Ashwin 29, 2066 | 47.06 | 80.3142 | 103.2716 | 67.3841
Ashwin 30, 2066 | 45.0972 | 68.4267 | 104.5724 | 68.013
Ashwin 31, 2066 | 43.1715 | 59.9116 | 105.8894 | 68.7439
Kartik 1, 2066 | 35.491 | 53.4981 | 106.8392 | 69.2188
Kartik 2, 2066 | 32.2462 | 47.2085 | 107.6267 | 69.6657
Kartik 3, 2066 | 24.3226 | 40.6091 | 107.8859 | 67.5332
Kartik 4, 2066 | 19.06 | 35.2069 | 107.9008 | 67.1349
Kartik 5, 2066 | 19.06 | 31.2069 | 68.8154 | 66.406
Kartik 6, 2066 | 16.6521 | 27.1433 | 53.1533 | 65.9509
Kartik 7, 2066 | 16.6521 | 23.3548 | 45.7095 | 65.4958
Kartik 8, 2066 | 15.8842 | 20.5539 | 39.9166 | 65.0093
Kartik 9, 2066 | 15.8842 | 18.2165 | 35.6166 | 64.6073
Kartik 10, 2066 | 15.8933 | 17.0123 | 31.5912 | 64.2842
Kartik 11, 2066 | 15.8842 | 16.5586 | 27.9489 | 63.8822
Kartik 12, 2066 | 15.1345 | 15.9978 | 25.1662 | 63.5338
Kartik 13, 2066 | 15.1345 | 15.781 | 23.0378 | 63.1547
Kartik 14, 2066 | 15.1345 | 15.5642 | 21.0403 | 62.8063
Kartik 15, 2066 | 15.1345 | 15.4571 | 19.1712 | 62.5303
Kartik 16, 2066 | 15.1345 | 15.35 | 17.8141 | 62.3266
Kartik 17, 2066 | 15.1345 | 15.2416 | 16.6733 | 62.15
Kartik 18, 2066 | 13.691 | 14.9283 | 15.9645 | 61.9252
Kartik 19, 2066 | 13.2745 | 14.6625 | 15.5788 | 61.7398
Kartik 20, 2066 | 13.2745 | 14.3968 | 15.1931 | 42.0043
Kartik 21, 2066 | 12.5432 | 14.0267 | 14.9192 | 34.0363
Kartik 22, 2066 | 12.5432 | 13.6565 | 14.6453 | 30.1774
Kartik 23, 2066 | 12.1871 | 13.2354 | 14.3988 | 27.1577
Kartik 24, 2066 | 12.5432 | 12.8652 | 14.1761 | 24.8963
Kartik 25, 2066 | 11.831 | 12.5995 | 13.9053 | 22.7482
Kartik 26, 2066 | 11.831 | 12.3933 | 13.635 | 20.792
Kartik 27, 2066 | 12.9089 | 12.3411 | 13.4867 | 19.3264
Kartik 28, 2066 | 12.5432 | 12.3411 | 13.3139 | 18.1759
Kartik 29, 2066 | 12.1871 | 12.2902 | 13.1174 | 17.0789
Mangsir 1, 2066 | 11.531 | 12.1965 | 12.8772 | 16.0242
Mangsir 2, 2066 | 10.8382 | 11.9529 | 12.5908 | 15.2024
Mangsir 3, 2066 | 10.8382 | 11.8111 | 12.3044 | 14.4888
Mangsir 4, 2066 | 10.8382 | 11.6693 | 12.1142 | 14.0394
Mangsir 5, 2066 | 10.8382 | 11.3735 | 11.9518 | 13.7653
Mangsir 6, 2066 | 10.1656 | 11.0338 | 11.7445 | 13.4688
Mangsir 7, 2066 | 10.1656 | 10.745 | 11.586 | 13.2526
Mangsir 8, 2066 | 9.5137 | 10.4568 | 11.384 | 13.0147
Mangsir 9, 2066 | 9.5137 | 10.2676 | 11.2058 | 12.8023
Mangsir 10, 2066 | 9.5137 | 10.0784 | 11.0038 | 12.5899
Mangsir 11, 2066 | 9.1984 | 9.8441 | 10.8283 | 12.3668
Mangsir 12, 2066 | 8.8831 | 9.5648 | 10.6318 | 12.1334
Mangsir 13, 2066 | 7.7012 | 9.2128 | 10.2846 | 11.8856
Mangsir 14, 2066 | 7.1277 | 8.7788 | 9.9236 | 11.6187
Mangsir 15, 2066 | 7.1277 | 8.4379 | 9.5863 | 11.3519
Mangsir 16, 2066 | 7.1277 | 8.0971 | 9.2927 | 11.085
Mangsir 17, 2066 | 6.8594 | 7.7179 | 9.0275 | 10.8091
Mangsir 18, 2066 | 6.5912 | 7.3454 | 8.7443 | 10.5243
Mangsir 19, 2066 | 6.5912 | 7.018 | 8.4612 | 10.2877
Mangsir 20, 2066 | 6.5912 | 6.8594 | 8.1781 | 10.0649
Mangsir 21, 2066 | 6.5912 | 6.7828 | 7.9398 | 9.8421
Mangsir 22, 2066 | 6.5912 | 6.7061 | 7.7015 | 9.6437
Mangsir 23, 2066 | 6.5912 | 6.6295 | 7.5066 | 9.4453
Mangsir 24, 2066 | 6.336 | 6.5547 | 7.2948 | 9.2503
Mangsir 25, 2066 | 3.1 | 6.056 | 6.8672 | 8.9355
Mangsir 26, 2066 | 3.1 | 5.5572 | 6.4607 | 8.6445
Mangsir 27, 2066 | 3.1 | 5.0585 | 6.0751 | 8.3534
Mangsir 28, 2066 | 3.1 | 4.5598 | 5.7684 | 8.0265
Mangsir 29, 2066 | 3.1 | 4.061 | 5.4999 | 7.7117
Mangsir 30, 2066 | 3.1 | 3.5623 | 5.2313 | 7.4088
Poush 1, 2066 | 6.0808 | 3.5258 | 5.1615 | 7.2271
Poush 2, 2066 | 5.8394 | 3.9172 | 5.0935 | 7.0605
Poush 3, 2066 | 5.5981 | 4.274 | 5.0273 | 6.8858
Poush 4, 2066 | 5.5981 | 4.6309 | 4.9611 | 6.7112
Poush 5, 2066 | 5.5981 | 4.9878 | 4.8949 | 6.5365
Poush 6, 2066 | 5.3714 | 5.3123 | 4.8136 | 6.3767
Poush 7, 2066 | 5.1446 | 5.6043 | 4.7172 | 6.2093
Poush 8, 2066 | 5.1446 | 5.4706 | 4.6207 | 6.0637
Poush 9, 2066 | 5.1446 | 5.3714 | 4.5413 | 5.9181
Poush 10, 2066 | 5.1446 | 5.3066 | 4.6776 | 5.7724
Poush 11, 2066 | 4.7225 | 5.1815 | 4.7858 | 5.6232
Poush 12, 2066 | 4.7225 | 5.0564 | 4.894 | 5.4845
Poush 13, 2066 | 4.7225 | 4.9637 | 5.0021 | 5.3852
Poush 14, 2066 | 4.7225 | 4.9034 | 5.1103 | 5.3051
Poush 15, 2066 | 4.7225 | 4.8431 | 5.2185 | 5.2249
Poush 16, 2066 | 4.7225 | 4.7828 | 5.1279 | 5.1447
Poush 17, 2066 | 4.7225 | 4.7225 | 5.0535 | 5.0735
Poush 18, 2066 | 4.7225 | 4.7225 | 4.9951 | 5.0112
Poush 19, 2066 | 4.3343 | 4.6671 | 4.9108 | 4.936
Poush 20, 2066 | 4.3343 | 4.6116 | 4.8266 | 4.8608
Poush 21, 2066 | 4.3343 | 4.5562 | 4.7575 | 4.7855
Poush 22, 2066 | 4.3343 | 4.5007 | 4.7034 | 4.7103
Poush 23, 2066 | 4.3343 | 4.4452 | 4.6494 | 4.6351
Poush 24, 2066 | 4.3343 | 4.3898 | 4.5954 | 4.5684
Poush 25, 2066 | 4.3343 | 4.3343 | 4.5414 | 4.6095
Poush 26, 2066 | 4.3343 | 4.3343 | 4.5155 | 4.6506
Poush 27, 2066 | 4.3343 | 4.3343 | 4.4896 | 4.6918
Poush 28, 2066 | 4.3343 | 4.3343 | 4.4637 | 4.7329
Poush 29, 2066 | 3.6737 | 4.2399 | 4.3938 | 4.752
Poush 30, 2066 | 3.6737 | 4.1456 | 4.3239 | 4.7712
Magh 1, 2066 | 3.8284 | 4.0733 | 4.2643 | 4.6961
Magh 2, 2066 | 3.9832 | 4.0231 | 4.215 | 4.6342
Magh 3, 2066 | 3.9832 | 3.973 | 4.1657 | 4.5804
Magh 4, 2066 | 3.9832 | 3.9228 | 4.1423 | 4.5266
Magh 5, 2066 | 3.8284 | 3.8505 | 4.1085 | 4.4676
Magh 6, 2066 | 3.6737 | 3.8505 | 4.0645 | 4.411
Magh 7, 2066 | 3.6737 | 3.8505 | 4.0205 | 4.3619
Magh 8, 2066 | 3.6737 | 3.8284 | 3.9764 | 4.3129
Magh 9, 2066 | 3.6737 | 3.7842 | 3.9324 | 4.2639
Magh 10, 2066 | 3.543 | 3.7213 | 3.8796 | 4.2105
Magh 11, 2066 | 3.2104 | 3.6109 | 3.8047 | 4.1601
Magh 12, 2066 | 3.1552 | 3.5147 | 3.7261 | 4.1078
Magh 13, 2066 | 3.1552 | 3.4407 | 3.6475 | 4.0556
Magh 14, 2066 | 3.1552 | 3.3666 | 3.6129 | 4.0034
Magh 15, 2066 | 3.1 | 3.2847 | 3.5747 | 3.9493
Magh 16, 2066 | 3.1 | 3.2027 | 3.5261 | 3.8952
Magh 17, 2066 | 3.1 | 3.1394 | 3.4672 | 3.8411
Magh 18, 2066 | 3.1 | 3.1237 | 3.4083 | 3.787
Magh 19, 2066 | 3.1 | 3.1158 | 3.3495 | 3.7459
Magh 20, 2066 | 3.1 | 3.1079 | 3.3009 | 3.7047
Magh 21, 2066 | 3.1 | 3.1 | 3.2627 | 3.6636
Magh 22, 2066 | 3.1 | 3.1 | 3.2244 | 3.6224
Magh 23, 2066 | 3.02 | 3.0886 | 3.1808 | 3.5786
Magh 24, 2066 | 2.9 | 3.06 | 3.1293 | 3.5308
Magh 25, 2066 | 3.1 | 3.06 | 3.0997 | 3.4897
Magh 26, 2066 | 3.7172 | 3.1482 | 3.1335 | 3.4691
Magh 27, 2066 | 5.6568 | 3.5134 | 3.3003 | 3.5132
Magh 28, 2066 | 4.5284 | 3.7175 | 3.3918 | 3.5197
Magh 29, 2066 | 4.004 | 3.8466 | 3.4484 | 3.5307
Falgun 1, 2066 | 3.6737 | 3.94 | 3.4867 | 3.5307
Falgun 2, 2066 | 3.6737 | 4.0505 | 3.5249 | 3.5255
Falgun 3, 2066 | 3.4123 | 4.0951 | 3.5457 | 3.5065
Falgun 4, 2066 | 3.4123 | 4.0516 | 3.5665 | 3.4874
Falgun 5, 2066 | 3.1 | 3.6863 | 3.5665 | 3.458
Falgun 6, 2066 | 3.1 | 3.4823 | 3.5665 | 3.4337
Falgun 7, 2066 | 3.1 | 3.3531 | 3.5665 | 3.4146
Falgun 8, 2066 | 3.1 | 3.2712 | 3.5665 | 3.3955
Falgun 9, 2066 | 3.1 | 3.1892 | 3.5719 | 3.3764
Falgun 10, 2066 | 3.1 | 3.1446 | 3.5852 | 3.3572
Falgun 11, 2066 | 3.1 | 3.1 | 3.5852 | 3.3425
Falgun 12, 2066 | 3.1 | 3.1 | 3.5441 | 3.3388
Falgun 13, 2066 | 3.1 | 3.1 | 3.3736 | 3.337
Falgun 14, 2066 | 3.1 | 3.1 | 3.2784 | 3.3351
Falgun 15, 2066 | 3.1 | 3.1 | 3.2181 | 3.3333
Falgun 16, 2066 | 3.1 | 3.1 | 3.1799 | 3.3333
Falgun 17, 2066 | 2.9 | 3.0714 | 3.1283 | 3.3266
Falgun 18, 2066 | 2.76 | 3.0229 | 3.0848 | 3.3153
Falgun 19, 2066 | 3 | 3.0086 | 3.0573 | 3.3119
Falgun 20, 2066 | 2.985 | 2.9921 | 3.0497 | 3.3081
Falgun 21, 2066 | 2.6 | 2.9207 | 3.0163 | 3.2914
Falgun 22, 2066 | 2.6 | 2.8493 | 2.983 | 3.2748
Falgun 23, 2066 | 2.6 | 2.7779 | 2.9497 | 3.2581
Falgun 24, 2066 | 2.51 | 2.7221 | 2.9103 | 3.2411
Falgun 25, 2066 | 2.6 | 2.6993 | 2.877 | 3.2311
Falgun 26, 2066 | 2.5 | 2.6279 | 2.837 | 3.2111
Falgun 27, 2066 | 2.4 | 2.5443 | 2.7903 | 3.1672
Falgun 28, 2066 | 2.35 | 2.5086 | 2.7403 | 3.057
Falgun 29, 2066 | 2.35 | 2.4729 | 2.6903 | 2.9844
Chaitra 1, 2066 | 2.24 | 2.4214 | 2.633 | 2.9256
Chaitra 2, 2066 | 2.12 | 2.3657 | 2.5677 | 2.8738
Chaitra 3, 2066 | 2.14 | 2.3 | 2.517 | 2.8227
Chaitra 4, 2066 | 2.17 | 2.2529 | 2.4777 | 2.7812
Chaitra 5, 2066 | 2.2 | 2.2243 | 2.4243 | 2.7408
Chaitra 6, 2066 | 2.179 | 2.1999 | 2.3706 | 2.7101
Chaitra 7, 2066 | 1.987 | 2.148 | 2.3297 | 2.673
Chaitra 8, 2066 | 1.952 | 2.1069 | 2.2865 | 2.6348
Chaitra 9, 2066 | 1.95 | 2.0826 | 2.2432 | 2.5964
Chaitra 10, 2066 | 1.95 | 2.0554 | 2.2059 | 2.5581
Chaitra 11, 2066 | 2.05 | 2.0383 | 2.1692 | 2.5231
Chaitra 12, 2066 | 1.85 | 1.9883 | 2.1259 | 2.4814
Chaitra 13, 2066 | 1.85 | 1.9413 | 2.0892 | 2.4398
Chaitra 14, 2066 | 1.85 | 1.9217 | 2.0559 | 2.3981
Chaitra 15, 2066 | 1.85 | 1.9071 | 2.0225 | 2.3564
Chaitra 16, 2066 | 1.85 | 1.8929 | 1.9965 | 2.3148
Chaitra 17, 2066 | 1.85 | 1.8786 | 1.9785 | 2.2731
Chaitra 18, 2066 | 1.8 | 1.8429 | 1.9559 | 2.2364
Chaitra 19, 2066 | 1.8 | 1.8357 | 1.9312 | 2.2044
Chaitra 20, 2066 | 1.79 | 1.8271 | 1.9039 | 2.1641
Chaitra 21, 2066 | 1.75 | 1.8129 | 1.8753 | 2.1229
Chaitra 22, 2066 | 1.73 | 1.7957 | 1.8581 | 2.0939
Chaitra 23, 2066 | 1.7 | 1.7743 | 1.8413 | 2.0639
Chaitra 24, 2066 | 1.6 | 1.7386 | 1.818 | 2.0306
Chaitra 25, 2066 | 1.6 | 1.71 | 1.7947 | 2.0003
Chaitra 26, 2066 | 1.6 | 1.6814 | 1.7647 | 1.9669
Chaitra 27, 2066 | 1.6 | 1.6543 | 1.748 | 1.9369
Chaitra 28, 2066 | 1.6 | 1.6329 | 1.7313 | 1.9103
Chaitra 29, 2066 | 1.58 | 1.6114 | 1.7133 | 1.8846
Chaitra 30, 2066 | 1.58 | 1.5943 | 1.6953 | 1.8589
Chaitra 31, 2066 | 1.57 | 1.59 | 1.6767 | 1.8366
Baishakh 1, 2067 | 1.6 | 1.59 | 1.66 | 1.8193
Baishakh 2, 2067 | 1.6 | 1.59 | 1.6467 | 1.8013
Baishakh 3, 2067 | 1.4 | 1.5614 | 1.62 | 1.7756
Baishakh 4, 2067 | 1.43 | 1.5371 | 1.596 | 1.7499
Baishakh 5, 2067 | 4.9662 | 2.0209 | 1.8104 | 1.8428
Baishakh 6, 2067 | 3.1 | 2.238 | 1.9017 | 1.8799
Baishakh 7, 2067 | 2.8 | 2.4137 | 1.9751 | 1.9082
Baishakh 8, 2067 | 2.3 | 2.5137 | 2.0217 | 1.9199
Baishakh 9, 2067 | 2 | 2.5709 | 2.0484 | 1.9215
Baishakh 10, 2067 | 1.8 | 2.628 | 2.0617 | 1.9132
Baishakh 11, 2067 | 1.76 | 2.6752 | 2.0724 | 1.9102
Baishakh 12, 2067 | 1.66 | 2.2029 | 2.0764 | 1.9039
Baishakh 13, 2067 | 1.66 | 1.9971 | 2.0817 | 1.8975
Baishakh 14, 2067 | 1.82 | 1.8571 | 2.0977 | 1.8965
Baishakh 15, 2067 | 4.6456 | 2.1922 | 2.3028 | 1.9897
Baishakh 16, 2067 | 3.5416 | 2.4125 | 2.4322 | 2.0461
Baishakh 17, 2067 | 2.17 | 2.4653 | 2.4702 | 2.0584
Baishakh 18, 2067 | 2.01 | 2.501 | 2.5109 | 2.0654
Baishakh 19, 2067 | 2.2 | 2.5782 | 2.5622 | 2.0791
Baishakh 20, 2067 | 2.8868 | 2.7534 | 2.4236 | 2.117
Baishakh 21, 2067 | 2.44 | 2.842 | 2.3796 | 2.1407
Baishakh 22, 2067 | 3.2561 | 2.6435 | 2.41 | 2.1925
Baishakh 23, 2067 | 4.3343 | 2.7568 | 2.5456 | 2.2837
Baishakh 24, 2067 | 4.5639 | 3.0987 | 2.7166 | 2.3825
Baishakh 25, 2067 | 4.4091 | 3.4415 | 2.8905 | 2.4761
Baishakh 26, 2067 | 3.1 | 3.57 | 2.9798 | 2.5261
Baishakh 27, 2067 | 2.8 | 3.5576 | 3.0558 | 2.5661
Baishakh 28, 2067 | 2.6 | 3.5805 | 3.1185 | 2.6001
Baishakh 29, 2067 | 2.2 | 3.4296 | 3.1438 | 2.6208
Baishakh 30, 2067 | 2.15 | 3.1176 | 2.9775 | 2.6401
Baishakh 31, 2067 | 1.9 | 2.737 | 2.868 | 2.6501
Jestha 1, 2067 | 1.8 | 2.3643 | 2.8434 | 2.6568
Jestha 2, 2067 | 1.8 | 2.1786 | 2.8294 | 2.6701
Jestha 3, 2067 | 1.654 | 2.0149 | 2.793 | 2.6776
Jestha 4, 2067 | 1.656 | 1.88 | 2.7109 | 2.5673
Jestha 5, 2067 | 3.3372 | 2.0425 | 2.7707 | 2.5752
Jestha 6, 2067 | 2.54 | 2.0982 | 2.723 | 2.5665
Jestha 7, 2067 | 2.6 | 2.1982 | 2.6073 | 2.5765
Jestha 8, 2067 | 2.35 | 2.2767 | 2.4598 | 2.5882
Jestha 9, 2067 | 6.7402 | 2.9825 | 2.6152 | 2.7528
Jestha 10, 2067 | 7.1402 | 3.7662 | 2.8845 | 2.9322
Jestha 11, 2067 | 4.004 | 4.1016 | 2.9648 | 3.0103
Jestha 12, 2067 | 3.543 | 4.131 | 3.0276 | 3.0731
Jestha 13, 2067 | 3.6737 | 4.293 | 3.1259 | 3.1349
Jestha 14, 2067 | 12.7874 | 5.7483 | 3.835 | 3.4063
Jestha 15, 2067 | 4.3343 | 6.0318 | 3.9973 | 3.4327
Jestha 16, 2067 | 4.7225 | 5.7436 | 4.1922 | 3.5178
Jestha 17, 2067 | 11.2441 | 6.3299 | 4.8218 | 3.8256
Jestha 18, 2067 | 11.9064 | 7.4588 | 5.5053 | 4.1491
Jestha 19, 2067 | 8.0524 | 8.103 | 5.9317 | 4.3213
Jestha 20, 2067 | 11.2441 | 9.1845 | 6.4588 | 4.6148
Jestha 21, 2067 | 7.4329 | 8.4195 | 6.785 | 4.754
Jestha 22, 2067 | 5.8679 | 8.6386 | 7.0029 | 4.8051
Jestha 23, 2067 | 5.2076 | 8.7079 | 7.1934 | 4.8266
Jestha 24, 2067 | 4.5284 | 7.7485 | 7.0459 | 4.8305
Jestha 25, 2067 | 3.8284 | 6.5945 | 6.8251 | 4.8548
Jestha 26, 2067 | 3.1 | 5.887 | 6.7649 | 4.8648
Jestha 27, 2067 | 3.03 | 4.7136 | 6.7307 | 4.8792
Jestha 28, 2067 | 2.8 | 4.0518 | 6.6724 | 4.8992
Jestha 29, 2067 | 2.8 | 3.6135 | 6.0066 | 4.9208
Jestha 30, 2067 | 4.8772 | 3.5663 | 6.0428 | 5.0201
Jestha 31, 2067 | 3.7172 | 3.4504 | 5.9758 | 5.084
Ashadh 1, 2067 | 2.2561 | 3.2258 | 5.3766 | 5.0992
Ashadh 2, 2067 | 20.7671 | 5.7497 | 5.9673 | 5.7363
Ashadh 3, 2067 | 11.6319 | 6.9785 | 6.2059 | 6.0688
Ashadh 4, 2067 | 11.9568 | 8.2866 | 6.2534 | 6.3561
Ashadh 5, 2067 | 50.4151 | 15.0888 | 9.1189 | 7.952
Ashadh 6, 2067 | 107.3347 | 29.7256 | 15.8834 | 11.4431
Ashadh 7, 2067 | 62.6829 | 38.1492 | 19.7151 | 13.4542
Ashadh 8, 2067 | 45.3901 | 44.3112 | 22.4392 | 14.7425
Ashadh 9, 2067 | 35.0388 | 46.35 | 24.5199 | 15.6725
Ashadh 10, 2067 | 32.1624 | 49.283 | 26.4574 | 16.6111
Ashadh 11, 2067 | 32.1624 | 52.1695 | 28.3995 | 17.5651
Ashadh 12, 2067 | 45.5399 | 51.473 | 31.2488 | 18.9606
Ashadh 13, 2067 | 36.0164 | 41.2847 | 33.4633 | 19.7349
Ashadh 14, 2067 | 68.6088 | 42.1313 | 37.712 | 21.8774
Ashadh 15, 2067 | 61.9349 | 44.4948 | 41.5932 | 23.7845
Ashadh 16, 2067 | 66.8293 | 49.0363 | 45.8981 | 25.6373
Ashadh 17, 2067 | 201.8535 | 73.2779 | 57.9705 | 31.9689
Ashadh 18, 2067 | 61.1649 | 77.4211 | 61.2727 | 33.7393
Ashadh 19, 2067 | 86.6982 | 83.3009 | 66.2555 | 36.2545
Ashadh 20, 2067 | 75.6304 | 88.96 | 67.9365 | 38.5277
Ashadh 21, 2067 | 78.3149 | 90.3466 | 66.0018 | 40.9426
Ashadh 22, 2067 | 44.4972 | 87.8555 | 64.7895 | 42.2523
Ashadh 23, 2067 | 46.6675 | 84.9752 | 64.8746 | 43.6569
Ashadh 24, 2067 | 35.3541 | 61.1896 | 64.8956 | 44.7078
Ashadh 25, 2067 | 35.3541 | 57.5023 | 65.1084 | 45.7829
Ashadh 26, 2067 | 38.6399 | 50.6369 | 65.5403 | 46.9699
Ashadh 27, 2067 | 337.7844 | 88.0874 | 85.0232 | 58.136
Ashadh 28, 2067 | 140.8396 | 97.0195 | 92.0114 | 62.7374
Ashadh 29, 2067 | 93.4658 | 104.0151 | 93.6686 | 65.6903
Ashadh 30, 2067 | 80.8496 | 108.8982 | 94.9296 | 68.2614
Ashadh 31, 2067 | 67.2169 | 113.45 | 94.9554 | 70.4267
Ashadh 32, 2067 | 45.5591 | 114.9079 | 84.5358 | 71.2531
Shrawan 1, 2067 | 43.3033 | 115.5741 | 83.345 | 72.3089
Shrawan 2, 2067 | 50.0343 | 74.4669 | 80.9007 | 73.5781
Shrawan 3, 2067 | 175.8821 | 79.473 | 87.5842 | 77.7603
Shrawan 4, 2067 | 135.3364 | 85.4545 | 91.3856 | 78.6937
Shrawan 5, 2067 | 132.7702 | 92.8717 | 97.2705 | 81.03
Shrawan 6, 2067 | 295.3096 | 125.4564 | 113.8466 | 89.3606
Shrawan 7, 2067 | 140.8396 | 139.0679 | 120.879 | 92.8873
Shrawan 8, 2067 | 439.1128 | 195.6121 | 147.7962 | 106.4523
Shrawan 9, 2067 | 244.2642 | 223.3593 | 161.5045 | 113.5224
Shrawan 10, 2067 | 146.6135 | 219.178 | 148.7598 | 116.8915
Shrawan 11, 2067 | 256.9741 | 236.5549 | 156.5021 | 124.2568
Shrawan 12, 2067 | 139.4441 | 237.5083 | 159.5673 | 126.6179
Shrawan 13, 2067 | 111.8297 | 211.2969 | 161.6327 | 128.2811
Shrawan 14, 2067 | 256.9741 | 227.8875 | 174.2831 | 134.6193
Shrawan 15, 2067 | 154.2462 | 187.1923 | 181.5289 | 133.0324
Shrawan 16, 2067 | 124.7658 | 170.1211 | 186.9598 | 135.1524
Shrawan 17, 2067 | 108.4285 | 164.6661 | 190.8527 | 135.8767
Shrawan 18, 2067 | 93.4658 | 141.3077 | 185.3583 | 136.4712
Shrawan 19, 2067 | 85.7185 | 133.6327 | 182.0505 | 136.718
Shrawan 20, 2067 | 152.5961 | 139.4564 | 183.3722 | 140.3213
Shrawan 21, 2067 | 96.1643 | 116.4836 | 170.0958 | 141.9712
Shrawan 22, 2067 | 87.9142 | 107.0076 | 166.5675 | 143.7232
Shrawan 23, 2067 | 78.1256 | 100.3447 | 142.5016 | 145.1489
Shrawan 24, 2067 | 78.1256 | 96.0157 | 131.4257 | 146.4651
Shrawan 25, 2067 | 108.5532 | 98.1711 | 128.8884 | 138.8241
Shrawan 26, 2067 | 102.3028 | 100.5403 | 118.577 | 137.5395
Shrawan 27, 2067 | 84.4139 | 90.7999 | 114.9083 | 137.2378
Shrawan 28, 2067 | 78.1256 | 88.223 | 112.6613 | 137.147
Shrawan 29, 2067 | 79.5934 | 87.0343 | 100.836 | 137.5596
Shrawan 30, 2067 | 93.9304 | 89.2921 | 96.8149 | 139.1719
Shrawan 31, 2067 | 78.1256 | 89.2921 | 93.7056 | 140.3327
Shrawan 32, 2067 | 137.2027 | 93.3849 | 95.6238 | 143.2383
Bhadra 1, 2067 | 80.4852 | 90.2681 | 94.7585 | 140.0584
Bhadra 2, 2067 | 79.5934 | 89.5795 | 94.3501 | 138.2003
Bhadra 3, 2067 | 116.1859 | 95.0167 | 91.9228 | 137.6475
Bhadra 4, 2067 | 239.0686 | 117.7988 | 101.4497 | 135.7728
Bhadra 5, 2067 | 205.4877 | 133.7356 | 109.288 | 137.9277
Bhadra 6, 2067 | 214.3663 | 153.1985 | 118.3707 | 130.4362
Bhadra 7, 2067 | 355.9949 | 184.4546 | 136.8953 | 134.1605
Bhadra 8, 2067 | 201.7694 | 201.7809 | 143.1097 | 135.999
Bhadra 9, 2067 | 146.6135 | 211.3552 | 146.0638 | 132.3204
Bhadra 10, 2067 | 106.2782 | 209.9398 | 147.5214 | 131.2148
Bhadra 11, 2067 | 132.7702 | 194.7543 | 151.1644 | 131.9128
Bhadra 12, 2067 | 275.1094 | 204.7003 | 164.1988 | 132.5174
Bhadra 13, 2067 | 179.6779 | 199.7448 | 169.9152 | 133.3651
Bhadra 14, 2067 | 158.4431 | 171.5231 | 175.2698 | 134.4877
Bhadra 15, 2067 | 212.5061 | 173.0569 | 180.29 | 137.9569
Bhadra 16, 2067 | 125.1375 | 169.9889 | 183.2668 | 139.0126
Bhadra 17, 2067 | 117.9682 | 171.6589 | 185.8251 | 140.0876
Bhadra 18, 2067 | 125.1375 | 170.5685 | 186.4219 | 139.1723
Bhadra 19, 2067 | 172.0452 | 155.8451 | 181.9537 | 141.7017
Bhadra 20, 2067 | 117.9682 | 147.0294 | 176.119 | 142.7035
Bhadra 21, 2067 | 134.7011 | 143.6377 | 170.808 | 144.5894
Bhadra 22, 2067 | 134.7011 | 132.5227 | 156.0551 | 146.4752
Bhadra 23, 2067 | 139.4441 | 134.5665 | 151.9001 | 147.5049
Bhadra 24, 2067 | 105.1558 | 132.7362 | 149.1362 | 147.6
Bhadra 25, 2067 | 90.6128 | 127.8041 | 148.0919 | 147.8066
Bhadra 26, 2067 | 90.931 | 116.2163 | 145.3026 | 148.2335
Bhadra 27, 2067 | 312.3527 | 143.9855 | 147.7855 | 155.9921
Bhadra 28, 2067 | 111.428 | 140.6608 | 143.2355 | 156.5754
Bhadra 29, 2067 | 96.1643 | 135.1555 | 139.0836 | 157.1767
Bhadra 30, 2067 | 134.7011 | 134.478 | 133.8966 | 157.0933
Bhadra 31, 2067 | 131.8114 | 138.2859 | 134.3415 | 158.8042
Ashwin 1, 2067 | 124.6421 | 143.1472 | 134.7864 | 160.3058
Ashwin 2, 2067 | 102.3028 | 144.7718 | 133.2641 | 159.843
Ashwin 3, 2067 | 96.1643 | 113.8877 | 128.2054 | 155.0795
Ashwin 4, 2067 | 83.0199 | 109.8294 | 125.8755 | 150.9973
Ashwin 5, 2067 | 80.4852 | 107.5896 | 122.2611 | 146.5346
Ashwin 6, 2067 | 76.7996 | 99.3179 | 118.401 | 137.2281
Ashwin 7, 2067 | 167.4586 | 104.4104 | 120.2686 | 136.0844
Ashwin 8, 2067 | 99.6043 | 100.8335 | 119.8985 | 134.5174
Ashwin 9, 2067 | 87.9142 | 98.778 | 119.7186 | 133.9053
Ashwin 10, 2067 | 80.4852 | 96.5381 | 119.0223 | 132.1624
Ashwin 11, 2067 | 75.9079 | 95.5221 | 103.2593 | 125.5224
Ashwin 12, 2067 | 73.0415 | 94.4588 | 100.7002 | 121.9678
Ashwin 13, 2067 | 57.0323 | 91.6349 | 98.0914 | 118.5875
Ashwin 14, 2067 | 51.7346 | 75.1028 | 92.5603 | 113.2284
Ashwin 15, 2067 | 38.2545 | 66.3386 | 86.3231 | 110.3323
Ashwin 16, 2067 | 31.7558 | 58.316 | 80.1307 | 107.4586
Ashwin 17, 2067 | 30.3546 | 51.1544 | 75.3342 | 104.2991
Ashwin 18, 2067 | 28.9606 | 44.4477 | 70.8539 | 99.5297
Ashwin 19, 2067 | 27.1771 | 37.8956 | 67.1311 | 96.5033
Ashwin 20, 2067 | 26.7429 | 33.5686 | 63.5482 | 92.9047
Ashwin 21, 2067 | 26.3087 | 29.9363 | 60.1822 | 89.2916
Ashwin 22, 2067 | 25.8825 | 28.1689 | 50.7438 | 85.5062
Ashwin 23, 2067 | 25.0381 | 27.2092 | 45.7727 | 82.8356
Ashwin 24, 2067 | 24.2102 | 26.3314 | 41.5258 | 80.6222
Ashwin 25, 2067 | 24.2102 | 25.6528 | 37.7741 | 78.3982
Ashwin 26, 2067 | 23.399 | 25.1131 | 34.2735 | 68.7664
Ashwin 27, 2067 | 22.6048 | 24.5219 | 30.911 | 65.8056
Ashwin 28, 2067 | 22.2121 | 23.9367 | 28.5897 | 63.3405
Ashwin 29, 2067 | 21.8282 | 23.3575 | 26.5959 | 59.5781
Ashwin 30, 2067 | 21.4442 | 22.8441 | 25.4753 | 55.8992
Ashwin 31, 2067 | 22.2121 | 22.5586 | 24.839 | 52.4849
Kartik 1, 2067 | 21.8282 | 22.2184 | 24.2706 | 49.8024
Kartik 2, 2067 | 21.4442 | 21.9391 | 23.7695 | 47.3117
Kartik 3, 2067 | 20.6945 | 21.6662 | 23.3373 | 45.2342
Kartik 4, 2067 | 22.2209 | 21.6675 | 23.0358 | 43.292
Kartik 5, 2067 | 20.6945 | 21.5055 | 22.6616 | 41.4219
Kartik 6, 2067 | 20.6945 | 21.3984 | 22.3157 | 36.5297
Kartik 7, 2067 | 20.6945 | 21.1816 | 22.0261 | 33.8994
Kartik 8, 2067 | 19.9632 | 20.9152 | 21.743 | 31.6344
Kartik 9, 2067 | 19.9632 | 20.7036 | 21.4599 | 29.617
Kartik 10, 2067 | 19.251 | 20.4974 | 21.1833 | 27.7284
Kartik 11, 2067 | 15.6296 | 19.5558 | 20.7183 | 25.8147
Kartik 12, 2067 | 13.0982 | 18.4706 | 20.1107 | 24.3502
Kartik 13, 2067 | 13.0982 | 17.3854 | 19.5287 | 23.0623
Kartik 14, 2067 | 13.0982 | 16.3003 | 18.9723 | 22.2238
Kartik 15, 2067 | 12.7619 | 15.2715 | 18.3423 | 21.5907
Kartik 16, 2067 | 13.0982 | 14.2908 | 17.7603 | 21.0155
Kartik 17, 2067 | 12.4256 | 13.3157 | 17.1591 | 20.4643
Kartik 18, 2067 | 12.4256 | 12.858 | 16.6078 | 19.9726
Kartik 19, 2067 | 11.7737 | 12.6688 | 15.9113 | 19.4736
Kartik 20, 2067 | 11.7737 | 12.4796 | 15.3166 | 18.9891
Kartik 21, 2067 | 11.1431 | 12.2003 | 14.6799 | 18.4978
Kartik 22, 2067 | 11.1431 | 11.969 | 14.0431 | 18.0346
Kartik 23, 2067 | 10.9431 | 11.6611 | 13.4418 | 17.5924
Kartik 24, 2067 | 10.3347 | 11.3624 | 12.7999 | 17.1299
Kartik 25, 2067 | 9.7492 | 10.9801 | 12.1664 | 16.6749
Kartik 26, 2067 | 9.1877 | 10.6107 | 11.737 | 16.2276
Kartik 27, 2067 | 9.1877 | 10.2412 | 11.4763 | 15.7935
Kartik 28, 2067 | 9.1877 | 9.9619 | 11.2156 | 15.3721
Kartik 29, 2067 | 9.0085 | 9.6569 | 10.9429 | 14.9576
Kartik 30, 2067 | 8.9789 | 9.3763 | 10.6907 | 14.5165
Mangsir 1, 2067 | 9.8019 | 9.3002 | 10.4709 | 14.1156
Mangsir 2, 2067 | 9.4656 | 9.2597 | 10.2736 | 13.7164
Mangsir 3, 2067 | 9.4656 | 9.2994 | 10.0763 | 13.3421
Mangsir 4, 2067 | 9.4656 | 9.3391 | 9.9224 | 12.9169
Mangsir 5, 2067 | 9.4656 | 9.3788 | 9.7685 | 12.5426
Mangsir 6, 2067 | 9.4656 | 9.4441 | 9.6567 | 12.1683
Mangsir 7, 2067 | 8.8137 | 9.4205 | 9.5014 | 11.7723
Mangsir 8, 2067 | 8.8137 | 9.2793 | 9.3594 | 11.4006
Mangsir 9, 2067 | 8.4984 | 9.1412 | 9.237 | 11.0184
Mangsir 10, 2067 | 8.1831 | 8.9579 | 9.1326 | 10.6495
Mangsir 11, 2067 | 8.5565 | 8.8281 | 9.0905 | 10.4137
Mangsir 12, 2067 | 7.8892 | 8.6029 | 9.004 | 10.2401
Mangsir 13, 2067 | 7.8892 | 8.3777 | 8.9174 | 10.0665
Mangsir 14, 2067 | 7.3277 | 8.1654 | 8.8054 | 9.8741
Mangsir 15, 2067 | 7.3277 | 7.9531 | 8.6953 | 9.693
Mangsir 16, 2067 | 7.3277 | 7.7859 | 8.5303 | 9.5006
Mangsir 17, 2067 | 7.0594 | 7.6254 | 8.3699 | 9.3218
Mangsir 18, 2067 | 7.0594 | 7.4115 | 8.2095 | 9.1429
Mangsir 19, 2067 | 6.7085 | 7.2428 | 8.0257 | 8.9741
Mangsir 20, 2067 | 6.7085 | 7.0741 | 7.8419 | 8.8052
Mangsir 21, 2067 | 6.3594 | 6.9358 | 7.6348 | 8.6458
Mangsir 22, 2067 | 6.7912 | 6.8592 | 7.5 | 8.5007
Mangsir 23, 2067 | 6.7912 | 6.7825 | 7.3651 | 8.3623
Mangsir 24, 2067 | 6.7912 | 6.7442 | 7.2513 | 8.2442
Mangsir 25, 2067 | 6.536 | 6.6694 | 7.1415 | 8.1371
Mangsir 26, 2067 | 6.536 | 6.6448 | 7.0068 | 8.0487
Mangsir 27, 2067 | 6.0394 | 6.5492 | 6.8835 | 7.9437
Mangsir 28, 2067 | 5.7981 | 6.469 | 6.7441 | 7.8307
Mangsir 29, 2067 | 5.7981 | 6.3271 | 6.6421 | 7.7237
Poush 1, 2067 | 4.7225 | 6.0316 | 6.4684 | 7.5819
Poush 2, 2067 | 4.7225 | 5.7361 | 6.2948 | 7.4125
Poush 3, 2067 | 4.7225 | 5.477 | 6.139 | 7.2544
Poush 4, 2067 | 4.7225 | 5.218 | 5.9832 | 7.0963
Poush 5, 2067 | 4.7225 | 5.0298 | 5.8508 | 6.9382
Poush 6, 2067 | 4.5284 | 4.8485 | 5.7054 | 6.7737
Poush 7, 2067 | 4.3343 | 4.6393 | 5.5704 | 6.6026
Poush 8, 2067 | 4.3343 | 4.5839 | 5.4066 | 6.4533
Poush 9, 2067 | 4.3343 | 4.5284 | 5.2428 | 6.304
Poush 10, 2067 | 4.1588 | 4.4479 | 5.0674 | 6.1593
Poush 11, 2067 | 3.9832 | 4.3423 | 4.8972 | 6.0193
Poush 12, 2067 | 3.9832 | 4.2366 | 4.727 | 5.8669
Poush 13, 2067 | 3.9832 | 4.1588 | 4.5899 | 5.7367
Poush 14, 2067 | 3.9832 | 4.1086 | 4.4689 | 5.6065
Poush 15, 2067 | 3.9832 | 4.0584 | 4.3479 | 5.495
Poush 16, 2067 | 4.3529 | 4.0611 | 4.3233 | 5.3959
Poush 17, 2067 | 4.5284 | 4.1139 | 4.3103 | 5.3025
Poush 18, 2067 | 4.7225 | 4.2195 | 4.3103 | 5.2246
Poush 19, 2067 | 4.7225 | 4.3251 | 4.3103 | 5.1468
Poush 20, 2067 | 4.7225 | 4.4308 | 4.3103 | 5.0806
Poush 21, 2067 | 4.5284 | 4.5086 | 4.3103 | 5.0079
Poush 22, 2067 | 3.9832 | 4.5086 | 4.2869 | 4.9287
Poush 23, 2067 | 3.9832 | 4.4558 | 4.2635 | 4.8351
Poush 24, 2067 | 3.9832 | 4.378 | 4.2401 | 4.7415
Poush 25, 2067 | 3.8284 | 4.2502 | 4.2181 | 4.6427
Poush 26, 2067 | 3.6737 | 4.1004 | 4.1975 | 4.5473
Poush 27, 2067 | 3.6737 | 3.9505 | 4.1768 | 4.4519
Poush 28, 2067 | 3.543 | 3.8098 | 4.1475 | 4.3687
Poush 29, 2067 | 3.4123 | 3.7282 | 4.1094 | 4.2892
Poush 30, 2067 | 3.3113 | 3.6322 | 4.0646 | 4.2063
Magh 1, 2067 | 3.2104 | 3.5218 | 3.9885 | 4.1559
Magh 2, 2067 | 3.2104 | 3.4335 | 3.9006 | 4.1055
Magh 3, 2067 | 3.2104 | 3.3673 | 3.7998 | 4.0551
Magh 4, 2067 | 3.2104 | 3.3012 | 3.699 | 4.0046
Magh 5, 2067 | 3.2104 | 3.2537 | 3.5982 | 3.9542
Magh 6, 2067 | 3.2104 | 3.2248 | 3.5103 | 3.9103
Magh 7, 2067 | 3.2104 | 3.2104 | 3.4588 | 3.8728
Magh 8, 2067 | 3.2104 | 3.2104 | 3.4072 | 3.8354
Magh 9, 2067 | 3.1552 | 3.2025 | 3.352 | 3.7961
Magh 10, 2067 | 3.1 | 3.1867 | 3.3035 | 3.7608
Magh 11, 2067 | 3.1 | 3.171 | 3.2652 | 3.7313
Magh 12, 2067 | 3.1 | 3.1552 | 3.227 | 3.7019
Magh 13, 2067 | 3.1 | 3.1394 | 3.1975 | 3.6725
Magh 14, 2067 | 3.1 | 3.1237 | 3.1766 | 3.643
Magh 15, 2067 | 3.1 | 3.1079 | 3.1626 | 3.6136
Magh 16, 2067 | 3.1 | 3.1 | 3.1552 | 3.5718
Magh 17, 2067 | 3.1 | 3.1 | 3.1478 | 3.5242
Magh 18, 2067 | 3.1 | 3.1 | 3.1405 | 3.4701
Magh 19, 2067 | 3 | 3.0857 | 3.1265 | 3.4127
Magh 20, 2067 | 3 | 3.0714 | 3.1124 | 3.3553
Magh 21, 2067 | 2.99 | 3.0557 | 3.0977 | 3.304
Magh 22, 2067 | 3 | 3.0414 | 3.0837 | 3.2712
Magh 23, 2067 | 2.8 | 2.9986 | 3.0563 | 3.2318
Magh 24, 2067 | 2.9 | 2.97 | 3.0393 | 3.1957
Magh 25, 2067 | 2.83 | 2.9314 | 3.0213 | 3.1624
Magh 26, 2067 | 2.73 | 2.8929 | 2.9967 | 3.131
Magh 27, 2067 | 2.73 | 2.8543 | 2.972 | 3.0995
Magh 28, 2067 | 2.73 | 2.8171 | 2.9473 | 3.0724
Magh 29, 2067 | 2.7 | 2.7743 | 2.9207 | 3.0487
Falgun 1, 2067 | 2.696 | 2.7594 | 2.8937 | 3.0281
Falgun 2, 2067 | 2.72 | 2.7337 | 2.8684 | 3.0118
Falgun 3, 2067 | 2.72 | 2.718 | 2.8431 | 2.9955
Falgun 4, 2067 | 3.5416 | 2.8339 | 2.8725 | 3.0065
Falgun 5, 2067 | 3.7172 | 2.975 | 2.9203 | 3.0234
Falgun 6, 2067 | 3.9113 | 3.1437 | 2.9811 | 3.0467
Falgun 7, 2067 | 3.1552 | 3.2087 | 2.9921 | 3.0449
Falgun 8, 2067 | 3.1552 | 3.2743 | 3.0024 | 3.0431
Falgun 9, 2067 | 3.1 | 3.3286 | 3.0224 | 3.0394
Falgun 10, 2067 | 3.1 | 3.3829 | 3.0358 | 3.0375
Falgun 11, 2067 | 2.99 | 3.3041 | 3.0464 | 3.0339
Falgun 12, 2067 | 2.91 | 3.1888 | 3.0584 | 3.0275
Falgun 13, 2067 | 2.8 | 3.0301 | 3.0631 | 3.0175
Falgun 14, 2067 | 2.64 | 2.9565 | 3.0571 | 3.0022
Falgun 15, 2067 | 2.68 | 2.8886 | 3.0558 | 2.9882
Falgun 16, 2067 | 2.6 | 2.8171 | 3.0494 | 2.9715
Falgun 17, 2067 | 2.59 | 2.7443 | 3.0407 | 2.9545
Falgun 18, 2067 | 2.51 | 2.6757 | 3.0267 | 2.9349
Falgun 19, 2067 | 2.5 | 2.6171 | 2.9573 | 2.9149
Falgun 20, 2067 | 2.5 | 2.5743 | 2.8761 | 2.8982
Falgun 21, 2067 | 2.63 | 2.5729 | 2.7907 | 2.8859
Falgun 22, 2067 | 2.41 | 2.5343 | 2.741 | 2.8665
Falgun 23, 2067 | 2.292 | 2.4903 | 2.6835 | 2.8429
Falgun 24, 2067 | 2.32 | 2.4517 | 2.6315 | 2.8269
Falgun 25, 2067 | 2.22 | 2.4103 | 2.5728 | 2.8043
Falgun 26, 2067 | 2.24 | 2.3731 | 2.5228 | 2.7846
Falgun 27, 2067 | 2.28 | 2.3417 | 2.4808 | 2.7696
Falgun 28, 2067 | 2.18 | 2.2774 | 2.4395 | 2.7513
Falgun 29, 2067 | 2.18 | 2.2446 | 2.4088 | 2.7329
Falgun 30, 2067 | 2.17 | 2.2271 | 2.3748 | 2.7153
Chaitra 1, 2067 | 2.18 | 2.2071 | 2.3468 | 2.6981
Chaitra 2, 2067 | 2.17 | 2.2 | 2.3188 | 2.6797
Chaitra 3, 2067 | 2.2 | 2.1943 | 2.2981 | 2.6624
Chaitra 4, 2067 | 2.12 | 2.1714 | 2.2728 | 2.615
Chaitra 5, 2067 | 2.21 | 2.1757 | 2.2535 | 2.5648
Chaitra 6, 2067 | 2.12 | 2.1671 | 2.2195 | 2.5051
Chaitra 7, 2067 | 2.2 | 2.1714 | 2.2055 | 2.4732
Chaitra 8, 2067 | 1.87 | 2.1271 | 2.1773 | 2.4304
Chaitra 9, 2067 | 1.88 | 2.0857 | 2.148 | 2.3897
Chaitra 10, 2067 | 1.72 | 2.0171 | 2.1147 | 2.3437
Chaitra 11, 2067 | 1.77 | 1.9671 | 2.0833 | 2.3031
Chaitra 12, 2067 | 1.61 | 1.8814 | 2.0387 | 2.2597
Chaitra 13, 2067 | 1.86 | 1.8443 | 2.0173 | 2.2284
Chaitra 14, 2067 | 2.15 | 1.8371 | 2.0153 | 2.2121
Chaitra 15, 2067 | 2.15 | 1.8771 | 2.014 | 2.1944
Chaitra 16, 2067 | 2.17 | 1.9186 | 2.0133 | 2.1801
Chaitra 17, 2067 | 2.21 | 1.9886 | 2.016 | 2.1674
Chaitra 18, 2067 | 2.19 | 2.0486 | 2.0153 | 2.1567
Chaitra 19, 2067 | 2.24 | 2.1386 | 2.0233 | 2.1481
Chaitra 20, 2067 | 2.08 | 2.17 | 2.0147 | 2.1341
Chaitra 21, 2067 | 1.88 | 2.1314 | 1.9987 | 2.1091
Chaitra 22, 2067 | 1.75 | 2.0743 | 1.9687 | 2.0871
Chaitra 23, 2067 | 1.92 | 2.0386 | 1.972 | 2.0747
Chaitra 24, 2067 | 1.79 | 1.9786 | 1.966 | 2.057
Chaitra 25, 2067 | 1.72 | 1.9114 | 1.966 | 2.0403
Chaitra 26, 2067 | 1.78 | 1.8457 | 1.9667 | 2.025
Chaitra 27, 2067 | 1.83 | 1.81 | 1.9813 | 2.01
Chaitra 28, 2067 | 1.81 | 1.8 | 1.978 | 1.9977
Chaitra 29, 2067 | 1.93 | 1.8257 | 1.9633 | 1.9893
Chaitra 30, 2067 | 1.91 | 1.8243 | 1.9473 | 1.9807
Baishakh 1, 2068 | 2.24 | 1.8886 | 1.952 | 1.9827
Baishakh 2, 2068 | 2.28 | 1.9686 | 1.9567 | 1.9863
Baishakh 3, 2068 | 2.13 | 2.0186 | 1.9527 | 1.984
Baishakh 4, 2068 | 2.04 | 2.0486 | 1.9393 | 1.9813
Baishakh 5, 2068 | 1.94 | 2.0671 | 1.93 | 1.9723
Baishakh 6, 2068 | 1.92 | 2.0657 | 1.9327 | 1.9657
Baishakh 7, 2068 | 2.15 | 2.1 | 1.9593 | 1.964
Baishakh 8, 2068 | 2.18 | 2.0914 | 1.9767 | 1.9743
Baishakh 9, 2068 | 1.95 | 2.0443 | 1.9873 | 1.9767
Baishakh 10, 2068 | 1.88 | 2.0086 | 1.998 | 1.982
Baishakh 11, 2068 | 1.75 | 1.9671 | 1.996 | 1.9813
Baishakh 12, 2068 | 1.7 | 1.9329 | 1.9873 | 1.9843
Baishakh 13, 2068 | 1.66 | 1.8957 | 1.9773 | 1.9777
Baishakh 14, 2068 | 1.73 | 1.8357 | 1.964 | 1.9637
Baishakh 15, 2068 | 1.56 | 1.7471 | 1.9407 | 1.944
Baishakh 16, 2068 | 1.73 | 1.7157 | 1.9067 | 1.9293
Baishakh 17, 2068 | 2.6659 | 1.828 | 1.9324 | 1.9445
Baishakh 18, 2068 | 2.0588 | 1.8721 | 1.9276 | 1.9402
Baishakh 19, 2068 | 4.0412 | 2.2065 | 2.0611 | 2.0002
Baishakh 20, 2068 | 2.9568 | 2.3918 | 2.1288 | 2.0294
Baishakh 21, 2068 | 2.4959 | 2.5012 | 2.1672 | 2.0499
Baishakh 22, 2068 | 2.5223 | 2.6387 | 2.192 | 2.0757
Baishakh 23, 2068 | 2.1613 | 2.7003 | 2.1908 | 2.0837
Baishakh 24, 2068 | 5.0159 | 3.036 | 2.3952 | 2.1913
Baishakh 25, 2068 | 3.584 | 3.2539 | 2.5088 | 2.2534
Baishakh 26, 2068 | 3.6737 | 3.2014 | 2.637 | 2.3165
Baishakh 27, 2068 | 3.6737 | 3.3038 | 2.7686 | 2.378
Baishakh 28, 2068 | 9.0611 | 4.2417 | 3.262 | 2.6197
Baishakh 29, 2068 | 15.5771 | 6.1067 | 4.1852 | 3.0746
Baishakh 30, 2068 | 5.6627 | 6.6069 | 4.4587 | 3.1997
Baishakh 31, 2068 | 5.6627 | 6.6993 | 4.7209 | 3.3138
Jestha 1, 2068 | 11.9841 | 7.8993 | 5.3421 | 3.6372
Jestha 2, 2068 | 9.3415 | 8.709 | 5.8276 | 3.8776
Jestha 3, 2068 | 7.3312 | 9.2315 | 6.0469 | 4.054
Jestha 4, 2068 | 7.8581 | 9.0596 | 6.3737 | 4.2513
Jestha 5, 2068 | 10.5228 | 8.3376 | 6.9088 | 4.538
Jestha 6, 2068 | 6.3968 | 8.4425 | 7.1671 | 4.6796
Jestha 7, 2068 | 8.7924 | 8.8895 | 7.6092 | 4.9
Jestha 8, 2068 | 6.8346 | 8.1539 | 7.7304 | 5.0628
Jestha 9, 2068 | 9.7996 | 8.2194 | 8.1448 | 5.3268
Jestha 10, 2068 | 11.9841 | 8.8841 | 8.6988 | 5.6679
Jestha 11, 2068 | 15.2049 | 9.9336 | 9.4676 | 6.1181
Jestha 12, 2068 | 54.4319 | 16.2063 | 12.4923 | 7.8772
Jestha 13, 2068 | 20.3194 | 18.1953 | 12.8084 | 8.4968
Jestha 14, 2068 | 18.55 | 19.5892 | 13.6676 | 9.0631
Jestha 15, 2068 | 18.3747 | 21.2378 | 14.5151 | 9.618
Jestha 16, 2068 | 15.0962 | 21.9944 | 14.7225 | 10.0323
Jestha 17, 2068 | 12.2966 | 22.0391 | 14.9195 | 10.3736
Jestha 18, 2068 | 14.2544 | 21.9033 | 15.3811 | 10.714
Jestha 19, 2068 | 15.7157 | 16.3724 | 15.9049 | 11.1393
Jestha 20, 2068 | 13.6349 | 15.4175 | 16.1124 | 11.5106
Jestha 21, 2068 | 17.4461 | 15.2598 | 16.849 | 12.0081
Jestha 22, 2068 | 14.8035 | 14.7496 | 17.2498 | 12.4295
Jestha 23, 2068 | 15.8121 | 14.8519 | 17.8483 | 12.7893
Jestha 24, 2068 | 24.0291 | 16.528 | 18.7969 | 13.4708
Jestha 25, 2068 | 22.5678 | 17.7156 | 19.5025 | 14.1007
Jestha 26, 2068 | 18.6529 | 18.1352 | 19.7323 | 14.6
Jestha 27, 2068 | 12.2536 | 17.9379 | 16.9205 | 14.7064
Jestha 28, 2068 | 9.0002 | 16.7313 | 16.1658 | 14.4871
Jestha 29, 2068 | 50.9964 | 21.9017 | 18.3289 | 15.9983
Jestha 30, 2068 | 41.5664 | 25.5809 | 19.875 | 17.1951
Jestha 31, 2068 | 30.7728 | 26.5443 | 20.9202 | 17.8213
Ashadh 1, 2068 | 29.1708 | 27.4876 | 22.0451 | 18.4823
Ashadh 2, 2068 | 24.0291 | 28.2556 | 22.6967 | 19.0389
Ashadh 3, 2068 | 52.9909 | 34.0752 | 25.1818 | 20.5433
Ashadh 4, 2068 | 29.8925 | 37.0598 | 26.2656 | 21.189
Ashadh 5, 2068 | 25.0377 | 33.3515 | 26.7717 | 21.8104
Ashadh 6, 2068 | 23.7138 | 30.8011 | 27.3657 | 22.3077
Ashadh 7, 2068 | 21.3865 | 29.4602 | 27.7374 | 22.7928
Ashadh 8, 2068 | 19.9252 | 28.1394 | 27.4638 | 23.1303
Ashadh 9, 2068 | 18.6244 | 27.3673 | 27.2009 | 23.3517
Ashadh 10, 2068 | 23.9659 | 23.2209 | 27.5551 | 23.6437
Ashadh 11, 2068 | 39.0084 | 24.5231 | 29.3387 | 23.1296
Ashadh 12, 2068 | 26.8104 | 24.7764 | 30.5261 | 23.346
Ashadh 13, 2068 | 30.0827 | 25.6862 | 29.1318 | 23.7304
Ashadh 14, 2068 | 43.9028 | 28.9028 | 29.2876 | 24.5813
Ashadh 15, 2068 | 78.8473 | 37.3203 | 32.4926 | 26.7064
Ashadh 16, 2068 | 95.9246 | 48.3631 | 36.9428 | 29.494
Ashadh 17, 2068 | 457.3538 | 110.2757 | 65.8311 | 44.2639
Ashadh 18, 2068 | 128.0246 | 122.9923 | 70.8334 | 48.0076
Ashadh 19, 2068 | 131.747 | 137.9832 | 77.6237 | 51.9446
Ashadh 20, 2068 | 276.7126 | 173.2161 | 94.402 | 60.5869
Ashadh 21, 2068 | 241.0373 | 201.3782 | 108.8902 | 68.128
Ashadh 22, 2068 | 166.8508 | 213.9501 | 118.5878 | 73.1626
Ashadh 23, 2068 | 117.6635 | 217.0557 | 125.1037 | 76.2838
Ashadh 24, 2068 | 92.2909 | 164.9038 | 130.0148 | 78.6079
Ashadh 25, 2068 | 82.8797 | 158.4545 | 133.9424 | 80.7487
Ashadh 26, 2068 | 64.5158 | 148.8501 | 135.6429 | 82.4908
Ashadh 27, 2068 | 56.4295 | 117.3811 | 137.6175 | 84.0718
Ashadh 28, 2068 | 53.8947 | 90.6464 | 139.205 | 84.1684
Ashadh 29, 2068 | 49.1756 | 73.8357 | 139.5565 | 84.422
Ashadh 30, 2068 | 68.4265 | 66.8018 | 138.8618 | 85.6772
Ashadh 31, 2068 | 112.1966 | 69.6455 | 139.9466 | 88.4447
Ashadh 32, 2068 | 126.0399 | 75.8112 | 117.859 | 91.8451
Shrawan 1, 2068 | 115.5207 | 83.0977 | 117.0254 | 93.9294
Shrawan 2, 2068 | 83.9247 | 87.0255 | 113.8373 | 95.7305
Shrawan 3, 2068 | 68.2593 | 89.0776 | 99.9404 | 97.1712
Shrawan 4, 2068 | 155.8475 | 104.3165 | 94.2611 | 101.5756
Shrawan 5, 2068 | 108.138 | 109.9895 | 90.3469 | 104.4674
Shrawan 6, 2068 | 81.0717 | 105.5431 | 87.9074 | 106.5056
Shrawan 7, 2068 | 128.0922 | 105.8363 | 90.2942 | 110.1545
Shrawan 8, 2068 | 77.2508 | 100.3692 | 89.9189 | 111.9307
Shrawan 9, 2068 | 64.5266 | 97.598 | 89.9196 | 112.7813
Shrawan 10, 2068 | 60.0092 | 96.4194 | 90.1583 | 113.8879
Shrawan 11, 2068 | 56.5089 | 82.2282 | 90.3326 | 114.7688
Shrawan 12, 2068 | 124.6911 | 84.5929 | 95.3669 | 117.4617
Shrawan 13, 2068 | 83.3893 | 84.924 | 96.3644 | 117.6131
Shrawan 14, 2068 | 104.8652 | 81.6059 | 95.8757 | 117.9111
Shrawan 15, 2068 | 199.9472 | 99.1339 | 100.8028 | 109.3309
Shrawan 16, 2068 | 114.905 | 106.3309 | 100.7618 | 108.8936
Shrawan 17, 2068 | 163.5046 | 121.1159 | 106.0671 | 109.9522
Shrawan 18, 2068 | 143.307 | 133.5156 | 111.0703 | 105.5053
Shrawan 19, 2068 | 118.3062 | 132.6035 | 108.5675 | 101.4143
Shrawan 20, 2068 | 105.4938 | 135.7613 | 108.3913 | 99.3691
Shrawan 21, 2068 | 304.1313 | 164.2279 | 123.2619 | 105.5847
Shrawan 22, 2068 | 139.7821 | 155.6329 | 124.0412 | 107.1677
Shrawan 23, 2068 | 152.9341 | 161.0656 | 129.0868 | 109.5028
Shrawan 24, 2068 | 105.4938 | 152.7783 | 131.8179 | 110.8688
Shrawan 25, 2068 | 92.7696 | 145.5587 | 134.0019 | 112.0801
Shrawan 26, 2068 | 88.2522 | 141.2653 | 136.1182 | 113.2254
Shrawan 27, 2068 | 82.3238 | 137.9553 | 133.2937 | 114.3303
Shrawan 28, 2068 | 76.2933 | 105.407 | 132.8206 | 114.5925
Shrawan 29, 2068 | 126.9697 | 103.5766 | 134.2943 | 115.085
Shrawan 30, 2068 | 108.3847 | 97.2124 | 128.1901 | 114.4965
Shrawan 31, 2068 | 68.8488 | 91.9774 | 125.1197 | 112.9407
Shrawan 32, 2068 | 58.9173 | 87.1414 | 118.1472 | 112.1071
Bhadra 1, 2068 | 111.3331 | 90.4387 | 116.0156 | 113.5429
Bhadra 2, 2068 | 111.0351 | 94.5403 | 115.5308 | 112.0492
Bhadra 3, 2068 | 112.1534 | 99.6631 | 115.9748 | 112.183
Bhadra 4, 2068 | 63.5948 | 90.6096 | 99.939 | 111.6005
Bhadra 5, 2068 | 52.8735 | 82.6794 | 94.1451 | 109.0932
Bhadra 6, 2068 | 87.5886 | 85.3565 | 89.7888 | 109.4378
Bhadra 7, 2068 | 204.566 | 106.1635 | 96.3936 | 114.1058
Bhadra 8, 2068 | 108.1605 | 105.7103 | 97.4196 | 115.7108
Bhadra 9, 2068 | 176.2719 | 115.0298 | 103.2876 | 119.7029
Bhadra 10, 2068 | 117.3762 | 115.7759 | 105.6245 | 119.4591
Bhadra 11, 2068 | 124.5455 | 124.4832 | 108.8413 | 120.8309
Bhadra 12, 2068 | 98.4253 | 130.9906 | 106.9383 | 120.6163
Bhadra 13, 2068 | 84.7875 | 130.5904 | 105.3652 | 116.7776
Bhadra 14, 2068 | 79.8932 | 112.78 | 106.1015 | 115.6106
Bhadra 15, 2068 | 57.4745 | 105.5391 | 106.0053 | 112.0762
Bhadra 16, 2068 | 52.5802 | 87.8689 | 102.0884 | 109.052
Bhadra 17, 2068 | 52.5802 | 78.6123 | 98.1914 | 106.8611
Bhadra 18, 2068 | 48.4684 | 67.7442 | 93.9457 | 104.9603
Bhadra 19, 2068 | 39.562 | 59.3351 | 92.3436 | 96.1413
Bhadra 20, 2068 | 37.6035 | 52.5945 | 91.3256 | 92.7353
Bhadra 21, 2068 | 23.8231 | 44.5845 | 87.0745 | 88.4316
Bhadra 22, 2068 | 187.5123 | 63.1614 | 85.9376 | 91.1656
Bhadra 23, 2068 | 93.3384 | 68.984 | 84.9495 | 91.1846
Bhadra 24, 2068 | 81.3938 | 73.1002 | 78.6243 | 90.9559
Bhadra 25, 2068 | 58.3202 | 74.5076 | 74.6872 | 90.1558
Bhadra 26, 2068 | 46.2164 | 75.4582 | 69.4653 | 89.1533
Bhadra 27, 2068 | 44.7486 | 76.479 | 65.8868 | 86.4126
Bhadra 28, 2068 | 44.7486 | 79.4683 | 63.2175 | 84.2914
Bhadra 29, 2068 | 50.1002 | 59.838 | 61.2313 | 83.6664
Bhadra 30, 2068 | 51.243 | 53.8244 | 60.8159 | 83.4106
Bhadra 31, 2068 | 43.8568 | 48.462 | 60.2344 | 81.1614
Bhadra 32, 2068 | 42.9651 | 46.2684 | 59.5934 | 78.8924
Ashwin 2, 2068 | 79.9292 | 51.0845 | 61.6907 | 77.8182
Ashwin 3, 2068 | 47.1182 | 51.423 | 62.1945 | 77.269
Ashwin 4, 2068 | 190.5083 | 72.2458 | 72.3881 | 81.8569
Ashwin 5, 2068 | 125.1667 | 82.9696 | 79.1444 | 83.1095
Ashwin 6, 2068 | 90.339 | 88.5548 | 72.6662 | 79.3019
Ashwin 7, 2068 | 78.5225 | 93.507 | 71.6784 | 78.314
Ashwin 8, 2068 | 52.5802 | 94.8806 | 69.7575 | 74.1909
Ashwin 9, 2068 | 224.872 | 115.5867 | 80.861 | 77.7741
Ashwin 10, 2068 | 117.3762 | 125.6235 | 85.605 | 77.5351
Ashwin 11, 2068 | 128.3057 | 116.7375 | 91.1754 | 78.5311
Ashwin 12, 2068 | 91.0811 | 111.8681 | 94.2643 | 78.7409
Ashwin 13, 2068 | 110.836 | 114.7962 | 98.3133 | 79.7723
Ashwin 14, 2068 | 92.8738 | 116.8464 | 101.0887 | 80.9523
Ashwin 15, 2068 | 62.4882 | 118.2618 | 102.3308 | 81.2826
Ashwin 16, 2068 | 41.6682 | 92.0899 | 102.2443 | 80.9188
Ashwin 17, 2068 | 41.6682 | 81.2744 | 99.6936 | 80.6922
Ashwin 18, 2068 | 41.6682 | 68.8976 | 99.3303 | 80.7624
Ashwin 19, 2068 | 39.3086 | 61.5016 | 89.2503 | 80.8192
Ashwin 20, 2068 | 37.9826 | 51.0939 | 83.438 | 81.2912
Ashwin 21, 2068 | 37.5251 | 43.187 | 79.9171 | 76.2916
Ashwin 22, 2068 | 36.6647 | 39.4979 | 77.1266 | 74.4025
Ashwin 23, 2068 | 34.968 | 38.5408 | 75.9524 | 72.855
Ashwin 24, 2068 | 25.7528 | 36.2671 | 62.6778 | 71.7694
Ashwin 25, 2068 | 18.5763 | 32.9683 | 56.0912 | 70.8481
Ashwin 26, 2068 | 16.5528 | 29.7175 | 48.641 | 69.9082
Ashwin 27, 2068 | 17.364 | 26.772 | 43.7265 | 68.9954
Ashwin 28, 2068 | 17.7568 | 23.9479 | 37.5212 | 67.9173
Ashwin 29, 2068 | 16.5528 | 21.0748 | 32.4331 | 66.7609
Ashwin 30, 2068 | 15.3922 | 18.2783 | 29.2934 | 65.8121
Ashwin 31, 2068 | 15.3922 | 16.7982 | 27.5417 | 64.893
Ashwin 32, 2068 | 15.3922 | 16.3433 | 25.79 | 62.7418
Kartik 3, 2068 | 62.7418 | 22.9417 | 27.1949 | 63.2626
Kartik 4, 2068 | 14.7874 | 22.5736 | 25.5601 | 57.4052
Kartik 5, 2068 | 14.4874 | 22.1066 | 23.9938 | 53.7159
Kartik 6, 2068 | 14.4622 | 21.8079 | 22.4562 | 51.1867
Kartik 7, 2068 | 13.7125 | 21.568 | 20.9261 | 49.0263
Kartik 8, 2068 | 13.7125 | 21.328 | 19.5091 | 47.7307
Kartik 9, 2068 | 13.7125 | 21.088 | 18.7064 | 40.6921
Kartik 10, 2068 | 13.7125 | 14.0838 | 18.3821 | 37.2366
Kartik 11, 2068 | 13.7125 | 13.9303 | 18.1928 | 33.4169
Kartik 12, 2068 | 13.7125 | 13.8196 | 17.9493 | 30.8379
Kartik 13, 2068 | 13.7125 | 13.7125 | 17.6797 | 27.6005
Kartik 14, 2068 | 13.7125 | 13.7125 | 17.4904 | 24.9617
Kartik 15, 2068 | 13.7125 | 13.7125 | 17.3784 | 23.3359
Kartik 16, 2068 | 13.7125 | 13.7125 | 17.2664 | 22.404
Kartik 17, 2068 | 13.7125 | 13.7125 | 17.1544 | 21.4722
Kartik 18, 2068 | 13.7125 | 13.7125 | 13.8858 | 20.5403
Kartik 19, 2068 | 13.7125 | 13.7125 | 13.8141 | 19.6871
Kartik 20, 2068 | 13.7125 | 13.7125 | 13.7625 | 18.8781
Kartik 21, 2068 | 12.9812 | 13.608 | 13.6637 | 18.06
Kartik 22, 2068 | 12.9812 | 13.5035 | 13.615 | 17.2705
Kartik 23, 2068 | 12.9812 | 13.3991 | 13.5662 | 16.5376
Kartik 24, 2068 | 12.9812 | 13.2946 | 13.5175 | 16.1119
Kartik 25, 2068 | 12.9812 | 13.1902 | 13.4687 | 15.9254
Kartik 26, 2068 | 12.6251 | 13.0348 | 13.3962 | 15.7945
Kartik 27, 2068 | 12.269 | 12.8286 | 13.3 | 15.6247
Kartik 28, 2068 | 11.5762 | 12.6279 | 13.1576 | 15.4186
Kartik 29, 2068 | 11.5762 | 12.4272 | 13.0152 | 15.2528
Kartik 30, 2068 | 10.9036 | 12.1304 | 12.8279 | 15.1031
Kartik 31, 2068 | 10.9036 | 11.8336 | 12.6407 | 14.9535
Kartik 32, 2068 | 10.9036 | 11.5368 | 12.4534 | 14.8039
Mangsir 1, 2068 | 10.2517 | 11.1977 | 12.2227 | 13.0542
Mangsir 4, 2068 | 13.0542 | 11.3099 | 12.1788 | 12.9965
Mangsir 5, 2068 | 10.0696 | 11.0947 | 11.9359 | 12.8492
Mangsir 6, 2068 | 9.7437 | 10.8329 | 11.7201 | 12.6919
Mangsir 7, 2068 | 9.7437 | 10.6671 | 11.5043 | 12.5596
Mangsir 8, 2068 | 10.406 | 10.5961 | 11.3326 | 12.4494
Mangsir 9, 2068 | 9.4284 | 10.3853 | 11.0957 | 12.3066
Mangsir 10, 2068 | 8.5047 | 10.1357 | 10.7973 | 12.133
Mangsir 11, 2068 | 8.5047 | 9.4858 | 10.5226 | 11.9594
Mangsir 12, 2068 | 8.5047 | 9.2622 | 10.2716 | 11.7858
Mangsir 13, 2068 | 8.212 | 9.0434 | 10.0473 | 11.6025
Mangsir 14, 2068 | 7.9192 | 8.7828 | 9.8035 | 11.4094
Mangsir 15, 2068 | 7.9192 | 8.4276 | 9.6046 | 11.2163
Mangsir 16, 2068 | 7.9192 | 8.212 | 9.4056 | 11.0231
Mangsir 17, 2068 | 7.9192 | 8.1283 | 9.2067 | 10.83
Mangsir 18, 2068 | 7.9192 | 8.0447 | 9.0512 | 10.6369
Mangsir 19, 2068 | 7.6385 | 7.9209 | 8.6901 | 10.4345
Mangsir 20, 2068 | 7.3577 | 7.7989 | 8.5093 | 10.2226
Mangsir 21, 2068 | 7.3577 | 7.7187 | 8.3503 | 10.0352
Mangsir 22, 2068 | 7.0894 | 7.6002 | 8.1733 | 9.8388
Mangsir 23, 2068 | 7.0894 | 7.4816 | 7.9522 | 9.6424
Mangsir 24, 2068 | 6.0694 | 7.2173 | 7.7283 | 9.412
Mangsir 25, 2068 | 6.0694 | 6.9531 | 7.5659 | 9.1816
Mangsir 26, 2068 | 6.0694 | 6.7289 | 7.4036 | 8.9631
Mangsir 27, 2068 | 6.0694 | 6.5449 | 7.2412 | 8.7564
Mangsir 28, 2068 | 5.8281 | 6.3264 | 7.0823 | 8.5648
Mangsir 29, 2068 | 5.8281 | 6.1462 | 6.9429 | 8.3732
Mangsir 30, 2068 | 5.8281 | 5.966 | 6.8035 | 8.204
Mangsir 31, 2068 | 5.6014 | 5.8991 | 6.649 | 8.0273
Mangsir 32, 2068 | 5.6014 | 5.8323 | 6.4944 | 7.8506
Poush 1, 2068 | 5.6014 | 5.7654 | 6.3399 | 7.6955
Poush 5, 2068 | 7.5108 | 5.9713 | 6.3314 | 7.5108
Poush 6, 2068 | 5.2904 | 5.8945 | 6.1936 | 7.3515
Poush 7, 2068 | 4.9485 | 5.7688 | 6.033 | 7.1916
Poush 8, 2068 | 4.9485 | 5.6432 | 5.8902 | 7.0318
Poush 9, 2068 | 4.8819 | 5.5404 | 5.7431 | 6.8476
Poush 10, 2068 | 4.7519 | 5.419 | 5.6552 | 6.6918
Poush 11, 2068 | 4.6252 | 5.2796 | 5.559 | 6.5624
Poush 12, 2068 | 4.5017 | 4.8497 | 5.4544 | 6.429
Poush 13, 2068 | 4.5017 | 4.737 | 5.3499 | 6.2956
Poush 14, 2068 | 4.3816 | 4.6561 | 5.2535 | 6.1679
Poush 15, 2068 | 4.3816 | 4.5751 | 5.1571 | 6.05
Poush 16, 2068 | 4.3233 | 4.4953 | 5.0567 | 5.9301
Poush 17, 2068 | 4.265 | 4.4257 | 4.9676 | 5.8083
Poush 18, 2068 | 4.1519 | 4.3581 | 4.871 | 5.6827
Poush 19, 2068 | 4.0426 | 4.2925 | 4.7671 | 5.5535
Poush 20, 2068 | 3.9371 | 4.2119 | 4.5289 | 5.4301
Poush 21, 2068 | 3.9371 | 4.1484 | 4.4386 | 5.3161
Poush 22, 2068 | 3.8864 | 4.0776 | 4.3678 | 5.2004
Poush 23, 2068 | 5.2472 | 4.2096 | 4.3877 | 5.139
Poush 24, 2068 | 5.2472 | 4.3499 | 4.4121 | 5.0776
Poush 25, 2068 | 5.2472 | 4.5064 | 4.4451 | 5.0502
Poush 26, 2068 | 4.9718 | 4.6391 | 4.4682 | 5.0136
Poush 27, 2068 | 5.1526 | 4.8128 | 4.5116 | 4.983
Poush 28, 2068 | 5.1526 | 4.9864 | 4.555 | 4.9525
Poush 29, 2068 | 5.1526 | 5.1673 | 4.6064 | 4.9299
Poush 30, 2068 | 5.1526 | 5.1538 | 4.6578 | 4.9074
Poush 31, 2068 | 5.1526 | 5.1403 | 4.7131 | 4.8849
Poush 32, 2068 | 5.1526 | 5.1268 | 4.7723 | 4.87
Magh 1, 2068 | 5.1526 | 5.1526 | 4.839 | 4.855
Magh 2, 2068 | 4.969 | 5.1264 | 4.9007 | 4.8339
Magh 3, 2068 | 4.791 | 5.0747 | 4.9577 | 4.7433
Magh 6, 2068 | 4.7433 | 5.0162 | 5.0114 | 4.725
Magh 7, 2068 | 4.265 | 4.8894 | 5.0366 | 4.7022
Magh 8, 2068 | 4.0973 | 4.7387 | 4.96 | 4.6739
Magh 9, 2068 | 3.9371 | 4.565 | 4.8726 | 4.6424
Magh 10, 2068 | 3.8356 | 4.3769 | 4.7785 | 4.6118
Magh 11, 2068 | 3.8356 | 4.215 | 4.7028 | 4.5855
Magh 12, 2068 | 3.8356 | 4.0785 | 4.615 | 4.5633
Magh 13, 2068 | 3.7383 | 3.9349 | 4.5207 | 4.5379
Magh 14, 2068 | 3.6453 | 3.8464 | 4.4202 | 4.5133
Magh 15, 2068 | 3.6453 | 3.7818 | 4.3197 | 4.4888
Magh 16, 2068 | 3.4731 | 3.7155 | 4.2078 | 4.4604
Magh 17, 2068 | 3.4731 | 3.6637 | 4.0958 | 4.434
Magh 18, 2068 | 3.4731 | 3.612 | 3.9838 | 4.4114
Magh 19, 2068 | 3.4731 | 3.5602 | 3.8841 | 4.3924
Magh 20, 2068 | 3.3945 | 3.5111 | 3.791 | 4.3743
Magh 21, 2068 | 3.3213 | 3.4648 | 3.6962 | 4.3538
Magh 22, 2068 | 3.3213 | 3.4185 | 3.6333 | 4.335
Magh 23, 2068 | 3.0913 | 3.3639 | 3.5662 | 4.2631
Magh 24, 2068 | 3.0272 | 3.3003 | 3.5056 | 4.1891
Magh 25, 2068 | 3.0272 | 3.2366 | 3.4517 | 4.1151
Magh 26, 2068 | 3.0913 | 3.182 | 3.4021 | 4.0524
Magh 27, 2068 | 3.0667 | 3.1352 | 3.3508 | 3.9829
Magh 28, 2068 | 2.9597 | 3.0835 | 3.2989 | 3.9098
Magh 29, 2068 | 2.91 | 3.0248 | 3.2499 | 3.8351
Magh 30, 2068 | 2.91 | 2.9989 | 3.2009 | 3.7603
Magh 31, 2068 | 5.1928 | 3.3082 | 3.3155 | 3.7616
Magh 32, 2068 | 7.2477 | 3.9112 | 3.5672 | 3.8315
Falgun 1, 2068 | 5.6361 | 4.2747 | 3.7113 | 3.8476
Falgun 2, 2068 | 4.2697 | 4.4466 | 3.7645 | 3.8243
Falgun 3, 2068 | 3.5335 | 4.5286 | 3.7737 | 3.7824
Falgun 7, 2068 | 3.7492 | 4.6484 | 3.8023 | 3.7492
Falgun 8, 2068 | 3.6279 | 4.751 | 3.8227 | 3.728
Falgun 9, 2068 | 3.5576 | 4.5174 | 3.8538 | 3.71
Falgun 10, 2068 | 3.6349 | 4.0013 | 3.8943 | 3.6999
Falgun 11, 2068 | 3.7653 | 3.734 | 3.9435 | 3.6976
Falgun 12, 2068 | 3.7653 | 3.662 | 3.9884 | 3.6952
Falgun 13, 2068 | 3.721 | 3.6887 | 4.0321 | 3.6914
Falgun 14, 2068 | 3.6768 | 3.6784 | 4.0799 | 3.6894
Falgun 15, 2068 | 3.5931 | 3.6734 | 4.1254 | 3.6876
Falgun 16, 2068 | 3.5931 | 3.6785 | 4.1709 | 3.6859
Falgun 17, 2068 | 3.4779 | 3.6561 | 4.0566 | 3.6861
Falgun 18, 2068 | 3.3131 | 3.5915 | 3.7943 | 3.6807
Falgun 19, 2068 | 3.2141 | 3.5127 | 3.6328 | 3.6721
Falgun 20, 2068 | 3.07 | 3.4197 | 3.5529 | 3.6587
Falgun 21, 2068 | 2.91 | 3.3102 | 3.5113 | 3.6425
Falgun 22, 2068 | 2.78 | 3.194 | 3.4467 | 3.6245
Falgun 23, 2068 | 2.84 | 3.0864 | 3.3941 | 3.6084
Falgun 24, 2068 | 2.8 | 2.9896 | 3.3436 | 3.5987
Falgun 25, 2068 | 2.79 | 2.9149 | 3.2873 | 3.5908
Falgun 26, 2068 | 2.66 | 2.8357 | 3.2136 | 3.5786
Falgun 27, 2068 | 2.6 | 2.7686 | 3.1359 | 3.5622
Falgun 28, 2068 | 2.6 | 2.7243 | 3.0612 | 3.5466
Falgun 29, 2068 | 2.57 | 2.6943 | 2.9874 | 3.5336
Falgun 30, 2068 | 2.51 | 2.6471 | 2.9152 | 3.5203
Falgun 31, 2068 | 2.51 | 2.6057 | 2.843 | 3.507
Falgun 32, 2068 | 2.51 | 2.5657 | 2.7785 | 3.4175
Chaitra 1, 2068 | 2.51 | 2.5443 | 2.7249 | 3.2596
Chaitra 2, 2068 | 2.47 | 2.5257 | 2.6753 | 3.1541
Chaitra 3, 2068 | 2.5 | 2.5114 | 2.6373 | 3.0951
Chaitra 4, 2068 | 2.36 | 2.4814 | 2.6007 | 3.056
Chaitra 5, 2068 | 2.29 | 2.45 | 2.568 | 3.0073
Chaitra 8, 2068 | 3.0073 | 2.521 | 2.5792 | 2.9867
Chaitra 9, 2068 | 2.83 | 2.5668 | 2.5812 | 2.9624
Chaitra 10, 2068 | 2.46 | 2.5596 | 2.5592 | 2.9232
Chaitra 11, 2068 | 2.38 | 2.5468 | 2.5405 | 2.8771
Chaitra 12, 2068 | 2.36 | 2.5268 | 2.5245 | 2.8302
Chaitra 13, 2068 | 2.33 | 2.5225 | 2.5065 | 2.7838
Chaitra 14, 2068 | 2.28 | 2.521 | 2.4872 | 2.7373
Chaitra 15, 2068 | 2.04 | 2.3829 | 2.4558 | 2.6855
Chaitra 16, 2068 | 2 | 2.2643 | 2.4218 | 2.6324
Chaitra 17, 2068 | 1.95 | 2.1914 | 2.3845 | 2.5815
Chaitra 18, 2068 | 1.92 | 2.1257 | 2.3452 | 2.535
Chaitra 19, 2068 | 1.88 | 2.0571 | 2.3058 | 2.4906
Chaitra 20, 2068 | 1.88 | 1.9929 | 2.2645 | 2.4509
Chaitra 21, 2068 | 1.89 | 1.9371 | 2.2332 | 2.4169
Chaitra 22, 2068 | 1.84 | 1.9086 | 2.2032 | 2.3856
Chaitra 23, 2068 | 1.86 | 1.8886 | 2.1267 | 2.3529
Chaitra 24, 2068 | 1.86 | 1.8757 | 2.062 | 2.3216
Chaitra 25, 2068 | 1.86 | 1.8671 | 2.022 | 2.2906
Chaitra 26, 2068 | 1.84 | 1.8614 | 1.986 | 2.2632
Chaitra 27, 2068 | 1.84 | 1.8557 | 1.9513 | 2.2379
Chaitra 28, 2068 | 1.8 | 1.8429 | 1.916 | 2.2112
Chaitra 29, 2068 | 2 | 1.8657 | 1.8973 | 2.1922
Chaitra 30, 2068 | 2.28 | 1.9257 | 1.9133 | 2.1846
Chaitra 31, 2068 | 2.36 | 1.9971 | 1.9373 | 2.1796
Chaitra 32, 2068 | 3.16 | 2.1829 | 2.018 | 2.2012
Baishakh 1, 2069 | 5.0365 | 2.6395 | 2.2258 | 2.2855
Baishakh 2, 2069 | 6.689 | 3.3322 | 2.5464 | 2.4261
Baishakh 3, 2069 | 7.2002 | 4.1037 | 2.901 | 2.5828
Baishakh 4, 2069 | 6.6512 | 4.7681 | 3.2185 | 2.7258
Baishakh 5, 2069 | 6.1546 | 5.3216 | 3.5061 | 2.8546
Baishakh 6, 2069 | 6.1546 | 5.8637 | 3.7924 | 2.9595
Baishakh 9, 2069 | 2.9595 | 5.8351 | 3.8657 | 2.9639
Baishakh 10, 2069 | 4.535 | 5.7634 | 4.044 | 3.033
Baishakh 11, 2069 | 4.4979 | 5.4504 | 4.2212 | 3.1036
Baishakh 12, 2069 | 3.4936 | 4.9209 | 4.3315 | 3.1414
Baishakh 13, 2069 | 3.4631 | 4.4655 | 4.4423 | 3.1792
Baishakh 14, 2069 | 3.16 | 4.0377 | 4.5197 | 3.2085
Baishakh 15, 2069 | 2.69 | 3.5427 | 4.547 | 3.2302
Baishakh 16, 2069 | 2.68 | 3.5028 | 4.5683 | 3.2528
Baishakh 17, 2069 | 2.53 | 3.2164 | 4.5263 | 3.2722
Baishakh 18, 2069 | 2.365 | 2.9117 | 4.3482 | 3.287
Baishakh 19, 2069 | 2.29 | 2.7397 | 4.055 | 3.3007
Baishakh 20, 2069 | 2.2 | 2.5593 | 3.7216 | 3.3113
Baishakh 21, 2069 | 2.05 | 2.4007 | 3.4149 | 3.3167
Baishakh 22, 2069 | 1.97 | 2.2979 | 3.1359 | 3.321
Baishakh 23, 2069 | 2.02 | 2.2036 | 2.8603 | 3.3263
Baishakh 24, 2069 | 1.98 | 2.125 | 2.795 | 3.3303
Baishakh 25, 2069 | 1.92 | 2.0614 | 2.6206 | 3.3323
Baishakh 26, 2069 | 1.89 | 2.0043 | 2.4468 | 3.334
Baishakh 27, 2069 | 1.89 | 1.96 | 2.3399 | 3.3357
Baishakh 28, 2069 | 1.85 | 1.9314 | 2.2323 | 3.3373
Baishakh 29, 2069 | 1.64 | 1.8843 | 2.131 | 3.3253
Baishakh 30, 2069 | 1.62 | 1.8271 | 2.0597 | 3.3033
Baishakh 31, 2069 | 2.11 | 1.8457 | 2.0217 | 3.295
Baishakh 32, 2069 | 2.24 | 1.8914 | 2.0023 | 3.2643
Jestha 1, 2069 | 2.18 | 1.9329 | 1.99 | 3.1691
Jestha 2, 2069 | 2.06 | 1.9571 | 1.9747 | 3.0148
Jestha 3, 2069 | 1.91 | 1.9657 | 1.9553 | 2.8385
Jestha 4, 2069 | 1.78 | 1.9857 | 1.9373 | 2.6761
Jestha 5, 2069 | 8.141 | 2.9173 | 2.3487 | 2.7423
Jestha 6, 2069 | 9.9779 | 4.0413 | 2.8793 | 2.8698
Jestha 7, 2069 | 4.7175 | 4.3952 | 3.0618 | 2.9284
Jestha 8, 2069 | 10.2006 | 5.541 | 3.6138 | 3.1172
Jestha 10, 2069 | 3.163 | 5.6986 | 3.6987 | 3.0727
Jestha 11, 2069 | 6.3721 | 6.336 | 3.9975 | 3.1687
Jestha 12, 2069 | 3.4972 | 6.5813 | 4.1073 | 3.1698
Jestha 13, 2069 | 2.9796 | 5.844 | 4.1966 | 3.1638
Jestha 14, 2069 | 2.67 | 4.8 | 4.2666 | 3.1631
Jestha 15, 2069 | 3.2966 | 4.597 | 4.3457 | 3.1837
Jestha 16, 2069 | 4.7979 | 3.8252 | 4.5162 | 3.2593
Jestha 17, 2069 | 9.0986 | 4.6731 | 4.9775 | 3.4837
Jestha 18, 2069 | 8.7986 | 5.0198 | 5.4267 | 3.7007
Jestha 19, 2069 | 2.9372 | 4.9398 | 5.4952 | 3.7253
Jestha 20, 2069 | 2.6 | 4.8855 | 5.5498 | 3.7436
Jestha 21, 2069 | 2.41 | 4.8484 | 5.1678 | 3.7583
Jestha 22, 2069 | 2.47 | 4.7303 | 4.6673 | 3.7733
Jestha 23, 2069 | 2.22 | 4.3621 | 4.5008 | 3.7813
Jestha 24, 2069 | 6.9506 | 4.0552 | 4.2841 | 3.9489
Jestha 25, 2069 | 7.217 | 3.8293 | 4.5544 | 4.1265
Jestha 26, 2069 | 5.9741 | 4.2631 | 4.5278 | 4.2626
Jestha 27, 2069 | 3.07 | 4.3302 | 4.4993 | 4.3033
Jestha 28, 2069 | 2.87 | 4.396 | 4.492 | 4.3443
Jestha 29, 2069 | 6.8456 | 5.021 | 4.7704 | 4.5185
Jestha 30, 2069 | 3.8267 | 5.2506 | 4.8057 | 4.5757
Jestha 31, 2069 | 3.8704 | 4.8105 | 4.7439 | 4.6301
Jestha 32, 2069 | 3.17 | 4.2324 | 4.3487 | 4.6631
Ashadh 1, 2069 | 3.17 | 3.8318 | 3.9734 | 4.7001
Ashadh 2, 2069 | 2.87 | 3.8032 | 3.969 | 4.7321
Ashadh 3, 2069 | 2.52 | 3.7532 | 3.9636 | 4.7567
Ashadh 4, 2069 | 2.33 | 3.1082 | 3.9583 | 4.563
Ashadh 5, 2069 | 1.96 | 2.8415 | 3.9243 | 4.2958
Ashadh 6, 2069 | 3.02 | 2.72 | 3.9776 | 4.2392
Ashadh 7, 2069 | 6.3168 | 3.1695 | 3.9354 | 4.1097
Ashadh 8, 2069 | 16.679 | 5.0994 | 4.5662 | 4.5603
Ashadh 9, 2069 | 9.5242 | 6.05 | 4.8029 | 4.6653
Ashadh 10, 2069 | 9.327 | 7.0224 | 5.22 | 4.8597
Ashadh 11, 2069 | 4.8643 | 7.3845 | 5.3529 | 4.9225
Ashadh 12, 2069 | 8.469 | 8.3143 | 5.4612 | 5.1158
Ashadh 13, 2069 | 5.8475 | 8.7183 | 5.5959 | 5.2008
Ashadh 14, 2069 | 5.5281 | 8.6056 | 5.7064 | 5.2252
Ashadh 15, 2069 | 49.6974 | 13.3225 | 8.8082 | 6.5785
Ashadh 16, 2069 | 20.79 | 14.9319 | 9.9829 | 6.9782
Ashadh 17, 2069 | 10.7351 | 15.1331 | 10.5072 | 7.2381
Ashadh 18, 2069 | 60.525 | 23.0846 | 14.3742 | 9.1689
Ashadh 19, 2069 | 86.135 | 34.1797 | 19.9612 | 11.9598
Ashadh 20, 2069 | 47.4585 | 40.1242 | 22.9945 | 13.4594
Ashadh 21, 2069 | 67.3093 | 48.95 | 27.2804 | 15.629
Ashadh 22, 2069 | 52.0793 | 49.2903 | 30.3313 | 17.1333
Ashadh 23, 2069 | 24.5554 | 49.8282 | 30.8563 | 17.7113
Ashadh 24, 2069 | 22.8488 | 51.5588 | 31.7447 | 18.2738
Ashadh 25, 2069 | 40.1464 | 48.6475 | 33.7993 | 19.5096
Ashadh 26, 2069 | 202.4661 | 65.2662 | 46.9727 | 26.1628
Ashadh 27, 2069 | 203.2265 | 87.5188 | 59.9566 | 32.7089
Ashadh 28, 2069 | 116.6251 | 94.5639 | 67.3417 | 36.4688
Ashadh 29, 2069 | 91.2829 | 100.1644 | 73.0587 | 39.3826
Ashadh 30, 2069 | 116.6857 | 113.3259 | 77.5246 | 43.1664
Ashadh 31, 2069 | 167.8761 | 134.0441 | 87.3303 | 48.6566
Ashadh 32, 2069 | 141.9431 | 148.5865 | 96.0775 | 53.2924
Shrawan 1, 2069 | 243.5838 | 154.4605 | 108.2815 | 61.3278
Shrawan 2, 2069 | 287.1646 | 166.4516 | 121.6834 | 70.8223
Shrawan 3, 2069 | 166.8791 | 173.6308 | 129.6448 | 76.3196
Shrawan 4, 2069 | 109.3776 | 176.2157 | 132.4494 | 79.8649
Shrawan 5, 2069 | 90.9892 | 172.5448 | 135.0434 | 82.6873
Shrawan 6, 2069 | 96.3264 | 162.3234 | 139.8281 | 85.3422
Shrawan 7, 2069 | 132.4012 | 160.9603 | 147.1316 | 89.4381
Shrawan 8, 2069 | 267.6158 | 164.3934 | 162.2962 | 98.0477
Shrawan 9, 2069 | 109.5331 | 139.0175 | 156.1007 | 101.5367
Shrawan 10, 2069 | 102.9548 | 129.8854 | 149.4159 | 104.6862
Shrawan 12, 2069 | 101.5824 | 128.7719 | 148.4131 | 107.8774
Shrawan 13, 2069 | 97.1462 | 129.6514 | 148.8039 | 110.9313
Shrawan 14, 2069 | 80.6656 | 127.4142 | 146.4026 | 111.9636
Shrawan 15, 2069 | 355.2006 | 159.2427 | 158.8909 | 123.1106
Shrawan 16, 2069 | 303.4016 | 164.3549 | 169.6548 | 132.8662
Shrawan 17, 2069 | 130.3023 | 167.3219 | 162.1027 | 135.1921
Shrawan 18, 2069 | 115.0373 | 169.048 | 150.6276 | 136.1555
Shrawan 19, 2069 | 106.3637 | 169.7311 | 146.5932 | 138.119
Shrawan 20, 2069 | 94.803 | 169.3963 | 145.6216 | 139.0355
Shrawan 21, 2069 | 107.6181 | 173.2467 | 146.7302 | 140.8868
Shrawan 22, 2069 | 260.6106 | 159.7338 | 157.6824 | 148.7553
Shrawan 23, 2069 | 143.7188 | 136.922 | 158.4369 | 152.7843
Shrawan 24, 2069 | 90.9056 | 131.2939 | 146.6563 | 154.4762
Shrawan 25, 2069 | 80.2438 | 126.3234 | 144.7036 | 150.4022
Shrawan 26, 2069 | 74.9909 | 121.8415 | 142.8394 | 146.1276
Shrawan 27, 2069 | 98.6719 | 122.3942 | 142.6453 | 145.5292
Shrawan 28, 2069 | 70.464 | 117.0865 | 140.8665 | 144.8352
Shrawan 29, 2069 | 69.5697 | 89.795 | 140.1268 | 143.2647
Shrawan 30, 2069 | 89.073 | 81.9884 | 122.385 | 140.6379
Shrawan 31, 2069 | 348.9626 | 118.8537 | 125.4224 | 147.5386
Shrawan 32, 2069 | 169.96 | 131.6703 | 128.0662 | 145.0845
Bhadra 1, 2069 | 121.9378 | 138.377 | 128.5262 | 139.5769
Bhadra 2, 2069 | 112.1027 | 140.2957 | 128.9088 | 137.751
Bhadra 3, 2069 | 93.8587 | 143.6378 | 128.8459 | 137.2337
Bhadra 4, 2069 | 76.6557 | 144.6501 | 126.7817 | 136.7559
Bhadra 5, 2069 | 84.8453 | 144.0461 | 115.064 | 136.3732
Bhadra 6, 2069 | 66.0436 | 103.6291 | 109.8857 | 134.1613
Bhadra 7, 2069 | 55.6814 | 87.3036 | 107.5374 | 127.0968
Bhadra 8, 2069 | 50.1022 | 77.0414 | 105.528 | 125.1158
Bhadra 9, 2069 | 49.5818 | 68.1098 | 103.834 | 123.3367
Bhadra 10, 2069 | 45.013 | 61.1319 | 100.2568 | 121.4511
Bhadra 11, 2069 | 46.0064 | 56.7534 | 98.6263 | 119.7464
Bhadra 12, 2069 | 55.3958 | 52.5463 | 97.6813 | 118.9041
Bhadra 13, 2069 | 41.8756 | 49.0937 | 94.5348 | 108.4599
Bhadra 14, 2069 | 50.528 | 48.3575 | 74.6392 | 100.0308
Bhadra 15, 2069 | 42.9127 | 47.3305 | 66.1694 | 97.1178
Bhadra 16, 2069 | 58.2825 | 48.5734 | 61.9257 | 95.226
Bhadra 17, 2069 | 47.3068 | 48.9011 | 57.606 | 93.2574
Bhadra 18, 2069 | 175.2941 | 67.3708 | 63.035 | 95.9404
Bhadra 19, 2069 | 110.7312 | 75.2758 | 65.3067 | 96.0442
Bhadra 20, 2069 | 109.6673 | 84.9604 | 66.9615 | 91.0128
Bhadra 21, 2069 | 124.0767 | 95.4673 | 70.8304 | 90.358
Bhadra 22, 2069 | 108.5941 | 104.8504 | 74.3579 | 90.9476
Bhadra 23, 2069 | 79.4451 | 107.8736 | 76.3141 | 90.921
Bhadra 24, 2069 | 65.6871 | 110.4994 | 77.3878 | 90.6109
Bhadra 25, 2069 | 64.1372 | 94.6198 | 78.6627 | 89.4597
Bhadra 26, 2069 | 98.763 | 92.9101 | 82.1798 | 90.403
Bhadra 27, 2069 | 95.2669 | 90.8529 | 84.8379 | 91.2596
Bhadra 28, 2069 | 121.7328 | 90.518 | 90.1617 | 92.3483
Bhadra 29, 2069 | 107.1624 | 90.3135 | 93.9373 | 84.2883
Bhadra 30, 2069 | 77.507 | 90.0366 | 96.2436 | 81.2065
Bhadra 31, 2069 | 116.4922 | 97.2945 | 100.1243 | 81.025
Bhadra 32, 2069 | 84.3489 | 100.1819 | 102.5937 | 80.0999
Ashwin 1, 2069 | 81.2926 | 97.6861 | 96.327 | 79.681
Ashwin 2, 2069 | 66.9874 | 93.6462 | 93.4107 | 79.3587
Ashwin 3, 2069 | 49.2622 | 83.2932 | 89.3837 | 78.1726
Ashwin 4, 2069 | 42.5504 | 74.0629 | 83.9486 | 77.3895
Ashwin 5, 2069 | 41.2967 | 68.8901 | 79.4621 | 76.91
Ashwin 6, 2069 | 37.8926 | 57.6615 | 76.692 | 76.503
Ashwin 7, 2069 | 40.7506 | 51.4332 | 75.0295 | 76.2086
Ashwin 8, 2069 | 81.7012 | 51.4916 | 76.2005 | 77.4316
Ashwin 9, 2069 | 64.3263 | 51.1114 | 73.9047 | 78.0422
Ashwin 10, 2069 | 85.5427 | 56.2943 | 73.2564 | 79.0471
Ashwin 11, 2069 | 105.3827 | 65.2704 | 72.1664 | 81.164
Ashwin 13, 2069 | 183.7998 | 85.628 | 77.2755 | 85.6064
Ashwin 14, 2069 | 210.636 | 110.3056 | 86.1508 | 91.1972
Ashwin 15, 2069 | 128.7883 | 122.8824 | 86.9705 | 93.5474
Ashwin 16, 2069 | 118.3649 | 128.1201 | 89.2383 | 95.916
Ashwin 17, 2069 | 117.8623 | 135.7681 | 91.6763 | 94.0016
Ashwin 18, 2069 | 64.7887 | 132.8032 | 91.5297 | 92.4702
Ashwin 19, 2069 | 61.4063 | 126.5209 | 92.3393 | 90.8615
Ashwin 20, 2069 | 58.2583 | 108.5864 | 93.3865 | 88.6676
Ashwin 21, 2069 | 55.285 | 86.3934 | 94.319 | 86.8906
Ashwin 22, 2069 | 51.4822 | 75.3497 | 95.225 | 85.9585
Ashwin 23, 2069 | 45.986 | 65.0098 | 95.574 | 85.3018
Ashwin 24, 2069 | 40.6907 | 53.9853 | 92.84 | 84.5202
Ashwin 25, 2069 | 36.6308 | 49.9627 | 90.9936 | 82.4492
Ashwin 26, 2069 | 27.9134 | 45.178 | 87.1517 | 80.204
Ashwin 27, 2069 | 26.9755 | 40.7091 | 81.9245 | 77.0455
Ashwin 28, 2069 | 27.5015 | 36.74 | 71.5047 | 74.3901
Ashwin 29, 2069 | 25.5706 | 33.0383 | 59.167 | 72.6589
Ashwin 30, 2069 | 24.6011 | 29.9834 | 52.2211 | 69.5958
Ashwin 31, 2069 | 24.1364 | 27.6185 | 45.9393 | 67.5888
Ashwin 32, 2069 | 23.6791 | 25.7682 | 39.6604 | 65.6683
Kartik 1, 2069 | 23.2219 | 25.098 | 36.8892 | 64.2095
Kartik 2, 2069 | 22.7445 | 24.4936 | 34.3118 | 63.3255
Kartik 3, 2069 | 20.9489 | 23.5575 | 31.8245 | 62.6055
Kartik 4, 2069 | 20.0885 | 22.7744 | 29.4781 | 61.8986
Kartik 5, 2069 | 19.3416 | 22.023 | 27.3354 | 61.2802
Kartik 6, 2069 | 18.6279 | 21.2361 | 25.5115 | 60.5428
Kartik 7, 2069 | 17.4072 | 20.3401 | 23.9593 | 58.3996
Kartik 8, 2069 | 16.6131 | 19.396 | 22.6248 | 56.8092
Kartik 9, 2069 | 16.6131 | 18.52 | 21.8714 | 54.5115
Kartik 10, 2069 | 15.8452 | 17.7909 | 21.1294 | 51.527
Kartik 13, 2069 | 15.774 | 17.1746 | 20.3475 | 45.9261
Kartik 14, 2069 | 15.774 | 16.6649 | 19.6944 | 39.4307
Kartik 15, 2069 | 15.0242 | 16.1501 | 19.056 | 35.6386
Kartik 16, 2069 | 15.0242 | 15.8097 | 18.4485 | 32.1939
Kartik 17, 2069 | 14.6586 | 15.5305 | 17.8471 | 28.7538
Kartik 18, 2069 | 14.293 | 15.199 | 17.2519 | 27.0706
Kartik 19, 2069 | 13.9369 | 14.9264 | 16.6647 | 25.4882
Kartik 20, 2069 | 13.2344 | 14.5636 | 16.1504 | 23.9875
Kartik 21, 2069 | 12.5517 | 14.1033 | 15.6479 | 22.563
Kartik 22, 2069 | 12.2154 | 13.702 | 15.1729 | 21.2541
Kartik 23, 2069 | 11.8864 | 13.2537 | 14.7234 | 20.1175
Kartik 24, 2069 | 11.2178 | 12.7622 | 14.3108 | 19.135
Kartik 25, 2069 | 10.9026 | 12.2779 | 13.9301 | 18.2774
Kartik 26, 2069 | 10.9026 | 11.8444 | 13.5494 | 17.7104
Kartik 27, 2069 | 10.2941 | 11.4244 | 13.1793 | 17.1544
Kartik 28, 2069 | 10.0014 | 11.06 | 12.7945 | 16.571
Kartik 29, 2069 | 9.7087 | 10.7019 | 12.3901 | 16.0423
Kartik 30, 2069 | 9.7087 | 10.3908 | 12.0358 | 15.5459
Kartik 31, 2069 | 9.7087 | 10.1753 | 11.6814 | 15.0649
Kartik 32, 2069 | 9.7087 | 10.0047 | 11.3514 | 14.5993
Mangsir 1, 2069 | 9.7087 | 9.8341 | 11.0458 | 14.1488
Mangsir 2, 2069 | 9.7207 | 9.7522 | 10.7647 | 13.7147
Mangsir 3, 2069 | 9.1472 | 9.6302 | 10.4922 | 13.3213
Mangsir 4, 2069 | 8.8658 | 9.5098 | 10.2465 | 12.9472
Mangsir 5, 2069 | 9.1341 | 9.4277 | 10.0411 | 12.607
Mangsir 6, 2069 | 8.5975 | 9.2689 | 9.8218 | 12.2726
Mangsir 7, 2069 | 8.5975 | 9.1102 | 9.6471 | 11.979
Mangsir 8, 2069 | 8.5975 | 8.9515 | 9.4935 | 11.7118
Mangsir 9, 2069 | 8.3423 | 8.7546 | 9.3228 | 11.4361
Mangsir 10, 2069 | 8.0872 | 8.6031 | 9.1756 | 11.1775
Mangsir 13, 2069 | 7.6074 | 8.4234 | 9.016 | 10.9053
Mangsir 14, 2069 | 7.1074 | 8.1338 | 8.8426 | 10.6164
Mangsir 15, 2069 | 6.654 | 7.8562 | 8.639 | 10.3374
Mangsir 16, 2069 | 6.0127 | 7.4869 | 8.3926 | 10.037
Mangsir 17, 2069 | 6.3186 | 7.1614 | 8.1666 | 9.759
Mangsir 18, 2069 | 6.1431 | 6.8472 | 7.9289 | 9.4873
Mangsir 19, 2069 | AKHPU Start | 6.6405 | 7.8009 | 9.3339
Mangsir 20, 2069 | AKHPU Start | 6.4472 | 7.6973 | 9.1946
Mangsir 21, 2069 | AKHPU Start | 6.2821 | 7.5999 | 9.0702
Mangsir 22, 2069 | AKHPU Start | 6.1581 | 7.4605 | 8.9493
Mangsir 23, 2069 | AKHPU Start | 6.2308 | 7.3468 | 8.8318
Mangsir 24, 2069 | AKHPU Start | 6.1431 | 7.2078 | 8.7324
Mangsir 25, 2069 | AKHPU Start |  | 7.0341 | 8.638
Mangsir 26, 2069 | AKHPU Start |  | 6.8472 | 8.5351
Mangsir 27, 2069 | AKHPU Start |  | 6.6405 | 8.4513
Mangsir 28, 2069 | AKHPU Start |  | 6.4472 | 8.3738
Mangsir 29, 2069 | AKHPU Start |  | 6.2821 | 8.3036
Mangsir 30, 2069 | AKHPU Start |  | 6.1581 | 8.2255
Mangsir 31, 2069 | AKHPU Start |  | 6.2308 | 8.1383
Mangsir 32, 2069 | AKHPU Start |  | 6.1431 | 8.0401
Poush 1, 2069 | AKHPU Start |  |  | 7.9289
Poush 2, 2069 | AKHPU Start |  |  | 7.8009
Poush 3, 2069 | AKHPU Start |  |  | 7.6973
Poush 4, 2069 | AKHPU Start |  |  | 7.5999
Poush 5, 2069 | AKHPU Start |  |  | 7.4605
Poush 6, 2069 | AKHPU Start |  |  | 7.3468
Poush 7, 2069 | AKHPU Start |  |  | 7.2078
Poush 8, 2069 | AKHPU Start |  |  | 7.0341
Poush 9, 2069 | AKHPU Start |  |  | 6.8472
Poush 10, 2069 | AKHPU Start |  |  | 6.6405
Poush 11, 2069 | AKHPU Start |  |  | 6.4472
Poush 12, 2069 | AKHPU Start |  |  | 6.2821
Poush 13, 2069 | AKHPU |  |  | 6.1581
Poush 14, 2069 | AKHPU |  |  | 6.2308
Poush 15, 2069 | AKHPU |  |  | 6.1431
Poush 16, 2069 | AKHPU
Poush 17, 2069 | AKHPU
Poush 18, 2069 | AKHPU
Poush 19, 2069 | AKHPU
Poush 20, 2069 | AKHPU
Poush 21, 2069 | AKHPU
Poush 22, 2069 | AKHPU
Poush 23, 2069 | AKHPU
Poush 24, 2069 | AKHPU
Poush 25, 2069 | AKHPU
Poush 26, 2069 | AKHPU
Poush 27, 2069 | AKHPU
Poush 28, 2069 | AKHPU
Poush 29, 2069 | AKHPU
Poush 30, 2069 | AKHPU
Poush 31, 2069 | AKHPU
Poush 32, 2069 | AKHPU
Magh 1, 2069 | AKHPU
Magh 2, 2069 | AKHPU
Magh 3, 2069 | AKHPU
Magh 4, 2069 | AKHPU
Magh 5, 2069 | AKHPU
Magh 6, 2069 | AKHPU
Magh 7, 2069 | AKHPU
Magh 8, 2069 | AKHPU
Magh 9, 2069 | AKHPU
Magh 10, 2069 | AKHPU
Magh 11, 2069 | AKHPU
Magh 12, 2069 | AKHPU
Magh 13, 2069 | AKHPU
Magh 14, 2069 | AKHPU
Magh 15, 2069 | AKHPU
Magh 16, 2069 | AKHPU
Magh 17, 2069 | AKHPU
Magh 18, 2069 | AKHPU
Magh 19, 2069 | AKHPU
Magh 20, 2069 | AKHPU
Magh 21, 2069 | AKHPU
Magh 22, 2069 | AKHPU
Magh 23, 2069 | AKHPU
Magh 24, 2069 | AKHPU
Magh 25, 2069 | AKHPU
Magh 26, 2069 | AKHPU
Magh 27, 2069 | AKHPU
Magh 28, 2069 | AKHPU
Magh 29, 2069 | AKHPU
Magh 30, 2069 | AKHPU
Magh 31, 2069 | AKHPU
Magh 32, 2069 | AKHPU
Falgun 1, 2069 | AKHPU
Falgun 2, 2069 | AKHPU
Falgun 3, 2069 | AKHPU
Falgun 4, 2069 | AKHPU
Falgun 5, 2069 | AKHPU
Falgun 6, 2069 | AKHPU
Falgun 7, 2069 | AKHPU
Falgun 8, 2069 | AKHPU
Falgun 9, 2069 | AKHPU
Falgun 10, 2069 | AKHPU
Falgun 11, 2069 | AKHPU
Falgun 12, 2069 | AKHPU
Falgun 13, 2069 | AKHPU
Falgun 14, 2069 | AKHPU
Falgun 15, 2069 | AKHPU
Falgun 16, 2069 | AKHPU
Falgun 17, 2069 | AKHPU
Falgun 18, 2069 | AKHPU
Falgun 19, 2069 | AKHPU
Falgun 20, 2069 | AKHPU
Falgun 21, 2069 | AKHPU
Falgun 22, 2069 | AKHPU
Falgun 23, 2069 | AKHPU
Falgun 24, 2069 | AKHPU
Falgun 25, 2069 | AKHPU
Falgun 26, 2069 | AKHPU
Falgun 27, 2069 | AKHPU
Falgun 28, 2069 | AKHPU
Falgun 29, 2069 | AKHPU
Falgun 30, 2069 | AKHPU
Falgun 31, 2069 | AKHPU
Falgun 32, 2069 | AKHPU
Chaitra 1, 2069 | AKHPU
Chaitra 2, 2069 | AKHPU
Chaitra 3, 2069 | AKHPU
Chaitra 4, 2069 | AKHPU
Chaitra 5, 2069 | AKHPU
Chaitra 6, 2069 | AKHPU
Chaitra 7, 2069 | AKHPU
Chaitra 8, 2069 | AKHPU
Chaitra 9, 2069 | AKHPU
Chaitra 10, 2069 | AKHPU
Chaitra 11, 2069 | AKHPU
Chaitra 12, 2069 | AKHPU
Chaitra 13, 2069 | AKHPU
Chaitra 14, 2069 | AKHPU
Chaitra 15, 2069 | AKHPU
Chaitra 16, 2069 | AKHPU
Chaitra 17, 2069 | AKHPU
Chaitra 18, 2069 | AKHPU
Chaitra 19, 2069 | AKHPU
Chaitra 20, 2069 | AKHPU
Chaitra 21, 2069 | AKHPU
Chaitra 22, 2069 | AKHPU
Chaitra 23, 2069 | AKHPU
Chaitra 24, 2069 | AKHPU
Chaitra 25, 2069 | AKHPU
Chaitra 26, 2069 | AKHPU
Chaitra 27, 2069 | AKHPU
Chaitra 28, 2069 | AKHPU
Chaitra 29, 2069 | AKHPU
Chaitra 30, 2069 | AKHPU
Chaitra 31, 2069 | AKHPU
Chaitra 32, 2069 | AKHPU
Baishakh 1, 2070 | AKHPU
Baishakh 2, 2070 | AKHPU
Baishakh 3, 2070 | AKHPU
Baishakh 4, 2070 | AKHPU
Baishakh 5, 2070 | AKHPU
Baishakh 6, 2070 | AKHPU
Baishakh 7, 2070 | AKHPU
Baishakh 8, 2070 | AKHPU
Baishakh 9, 2070 | AKHPU
Baishakh 10, 2070 | AKHPU
Baishakh 11, 2070 | AKHPU
Baishakh 12, 2070 | AKHPU
Baishakh 13, 2070 | AKHPU
Baishakh 14, 2070 | AKHPU
Baishakh 15, 2070 | AKHPU
Baishakh 16, 2070 | AKHPU
Baishakh 17, 2070 | AKHPU
Baishakh 18, 2070 | AKHPU
Baishakh 19, 2070 | AKHPU
Baishakh 20, 2070 | AKHPU
Baishakh 21, 2070 | AKHPU
Baishakh 22, 2070 | AKHPU
Baishakh 23, 2070 | AKHPU
Baishakh 24, 2070 | AKHPU
Baishakh 25, 2070 | AKHPU
Baishakh 26, 2070 | AKHPU
Baishakh 27, 2070 | AKHPU
Baishakh 28, 2070 | AKHPU
Baishakh 29, 2070 | AKHPU
Baishakh 30, 2070 | AKHPU
Baishakh 31, 2070 | AKHPU
Baishakh 32, 2070 | AKHPU
Jestha 1, 2070 | AKHPU
Jestha 2, 2070 | AKHPU
Jestha 3, 2070 | AKHPU
Jestha 4, 2070 | AKHPU
Jestha 5, 2070 | AKHPU
Jestha 6, 2070 | AKHPU
Jestha 7, 2070 | AKHPU
Jestha 8, 2070 | AKHPU
Jestha 9, 2070 | AKHPU
Jestha 10, 2070 | AKHPU
Jestha 11, 2070 | AKHPU
Jestha 12, 2070 | AKHPU
Jestha 13, 2070 | AKHPU
Jestha 14, 2070 | AKHPU
Jestha 15, 2070 | AKHPU
Jestha 16, 2070 | AKHPU
Jestha 17, 2070 | AKHPU
Jestha 18, 2070 | AKHPU
Jestha 19, 2070 | AKHPU
Jestha 20, 2070 | AKHPU
Jestha 21, 2070 | AKHPU
Jestha 22, 2070 | AKHPU
Jestha 23, 2070 | AKHPU
Jestha 24, 2070 | AKHPU
Jestha 25, 2070 | AKHPU
Jestha 26, 2070 | AKHPU
Jestha 27, 2070 | AKHPU
Jestha 28, 2070 | AKHPU
Jestha 29, 2070 | AKHPU
Jestha 30, 2070 | AKHPU
Jestha 31, 2070 | AKHPU
Jestha 32, 2070 | AKHPU
Ashadh 1, 2070 | AKHPU
Ashadh 2, 2070 | AKHPU
Ashadh 3, 2070 | AKHPU
Ashadh 4, 2070 | AKHPU
Ashadh 5, 2070 | AKHPU
Ashadh 6, 2070 | AKHPU
Ashadh 7, 2070 | AKHPU
Ashadh 8, 2070 | AKHPU
Ashadh 9, 2070 | AKHPU
Ashadh 10, 2070 | AKHPU
Ashadh 11, 2070 | AKHPU
Ashadh 12, 2070 | AKHPU
Ashadh 13, 2070 | AKHPU
Ashadh 14, 2070 | AKHPU
Ashadh 15, 2070 | AKHPU
Ashadh 16, 2070 | AKHPU
Ashadh 17, 2070 | AKHPU
Ashadh 18, 2070 | AKHPU
Ashadh 19, 2070 | AKHPU
Ashadh 20, 2070 | AKHPU
Ashadh 21, 2070 | AKHPU
Ashadh 22, 2070 | AKHPU
Ashadh 23, 2070 | AKHPU
Ashadh 24, 2070 | AKHPU
Ashadh 25, 2070 | AKHPU
Ashadh 26, 2070 | AKHPU
Ashadh 27, 2070 | AKHPU
Ashadh 28, 2070 | AKHPU
Ashadh 29, 2070 | AKHPU
Ashadh 30, 2070 | AKHPU
Ashadh 31, 2070 | AKHPU
Ashadh 32, 2070 | AKHPU
Shrawan 1, 2070 | AKHPU
Shrawan 2, 2070 | AKHPU
Shrawan 3, 2070 | AKHPU
Shrawan 4, 2070 | AKHPU
Shrawan 5, 2070 | AKHPU
Shrawan 6, 2070 | AKHPU
Shrawan 7, 2070 | AKHPU
Shrawan 8, 2070 | AKHPU
Shrawan 9, 2070 | AKHPU
Shrawan 10, 2070 | AKHPU
Shrawan 11, 2070 | AKHPU
Shrawan 12, 2070 | AKHPU
Shrawan 13, 2070 | AKHPU
Shrawan 14, 2070 | AKHPU
Shrawan 15, 2070 | AKHPU
Shrawan 16, 2070 | AKHPU
Shrawan 17, 2070 | AKHPU
Shrawan 18, 2070 | AKHPU
Shrawan 19, 2070 | AKHPU
Shrawan 20, 2070 | AKHPU
Shrawan 21, 2070 | AKHPU
Shrawan 22, 2070 | AKHPU
Shrawan 23, 2070 | AKHPU
Shrawan 24, 2070 | AKHPU
Shrawan 25, 2070 | AKHPU
Shrawan 26, 2070 | AKHPU
Shrawan 27, 2070 | AKHPU
Shrawan 28, 2070 | AKHPU
Shrawan 29, 2070 | AKHPU
Shrawan 30, 2070 | AKHPU
Shrawan 31, 2070 | AKHPU
Shrawan 32, 2070 | AKHPU
Bhadra 1, 2070 | AKHPU
Bhadra 2, 2070 | AKHPU
Bhadra 3, 2070 | AKHPU
Bhadra 4, 2070 | AKHPU
Bhadra 5, 2070 | AKHPU
Bhadra 6, 2070 | AKHPU
Bhadra 7, 2070 | AKHPU
Bhadra 8, 2070 | AKHPU
Bhadra 9, 2070 | AKHPU
Bhadra 10, 2070 | AKHPU
Bhadra 11, 2070 | AKHPU
Bhadra 12, 2070 | AKHPU
Bhadra 13, 2070 | AKHPU
Bhadra 14, 2070 | AKHPU
Bhadra 15, 2070 | AKHPU
Bhadra 16, 2070 | AKHPU
Bhadra 17, 2070 | AKHPU
Bhadra 18, 2070 | AKHPU
Bhadra 19, 2070 | AKHPU
Bhadra 20, 2070 | AKHPU
Bhadra 21, 2070 | AKHPU
Bhadra 22, 2070 | AKHPU
Bhadra 23, 2070 | AKHPU
Bhadra 24, 2070 | AKHPU
Bhadra 25, 2070 | AKHPU
Bhadra 26, 2070 | AKHPU
Bhadra 27, 2070 | AKHPU
Bhadra 28, 2070 | AKHPU
Bhadra 29, 2070 | AKHPU
Bhadra 30, 2070 | AKHPU
Bhadra 31, 2070 | AKHPU
Bhadra 32, 2070 | AKHPU
Ashwin 1, 2070 | AKHPU
Ashwin 2, 2070 | AKHPU
Ashwin 3, 2070 | AKHPU
Ashwin 4, 2070 | AKHPU
Ashwin 5, 2070 | AKHPU
Ashwin 6, 2070 | AKHPU
Ashwin 7, 2070 | AKHPU
Ashwin 8, 2070 | AKHPU
Ashwin 9, 2070 | AKHPU
Ashwin 10, 2070 | AKHPU
Ashwin 11, 2070 | AKHPU
Ashwin 12, 2070 | AKHPU
Ashwin 13, 2070 | AKHPU
Ashwin 14, 2070 | AKHPU
Ashwin 15, 2070 | AKHPU
Ashwin 16, 2070 | AKHPU
Ashwin 17, 2070 | AKHPU
Ashwin 18, 2070 | AKHPU
Ashwin 19, 2070 | AKHPU
Ashwin 20, 2070 | AKHPU
Ashwin 21, 2070 | AKHPU
Ashwin 22, 2070 | AKHPU
Ashwin 23, 2070 | AKHPU
Ashwin 24, 2070 | AKHPU
Ashwin 25, 2070 | AKHPU
Ashwin 26, 2070 | AKHPU
Ashwin 27, 2070 | AKHPU
Ashwin 28, 2070 | AKHPU
Ashwin 29, 2070 | AKHPU
Ashwin 30, 2070 | AKHPU
Ashwin 31, 2070 | AKHPU
Ashwin 32, 2070 | AKHPU
Kartik 1, 2070 | AKHPU
Kartik 2, 2070 | AKHPU
Kartik 3, 2070 | AKHPU
Kartik 4, 2070 | AKHPU
Kartik 5, 2070 | AKHPU
Kartik 6, 2070 | AKHPU
Kartik 7, 2070 | AKHPU
Kartik 8, 2070 | AKHPU
Kartik 9, 2070 | AKHPU
Kartik 10, 2070 | AKHPU
Kartik 11, 2070 | AKHPU
Kartik 12, 2070 | AKHPU
Kartik 13, 2070 | AKHPU
Kartik 14, 2070 | AKHPU
Kartik 15, 2070 | AKHPU
Kartik 16, 2070 | AKHPU
Kartik 17, 2070 | AKHPU
Kartik 18, 2070 | AKHPU
Kartik 19, 2070 | AKHPU
Kartik 20, 2070 | AKHPU
Kartik 21, 2070 | AKHPU
Kartik 22, 2070 | AKHPU
Kartik 23, 2070 | AKHPU
Kartik 24, 2070 | AKHPU
Kartik 25, 2070 | AKHPU
Kartik 26, 2070 | AKHPU
Kartik 27, 2070 | AKHPU
Kartik 28, 2070 | AKHPU
Kartik 29, 2070 | AKHPU
Kartik 30, 2070 | AKHPU
Kartik 31, 2070 | AKHPU
Kartik 32, 2070 | AKHPU
Mangsir 1, 2070 | AKHPU
Mangsir 2, 2070 | AKHPU
Mangsir 3, 2070 | AKHPU
Mangsir 4, 2070 | AKHPU
Mangsir 5, 2070 | AKHPU
Mangsir 6, 2070 | AKHPU
Mangsir 7, 2070 | AKHPU
Mangsir 8, 2070 | AKHPU
Mangsir 9, 2070 | AKHPU
Mangsir 10, 2070 | AKHPU
Mangsir 11, 2070 | AKHPU
Mangsir 12, 2070 | AKHPU
Mangsir 13, 2070 | AKHPU
Mangsir 14, 2070 | AKHPU
Mangsir 15, 2070 | AKHPU
Mangsir 16, 2070 | AKHPU
Mangsir 17, 2070 | AKHPU
Mangsir 18, 2070 | AKHPU
Mangsir 19, 2070 | AKHPU
Mangsir 20, 2070 | AKHPU
Mangsir 21, 2070 | AKHPU
Mangsir 22, 2070 | AKHPU
Mangsir 23, 2070 | AKHPU
Mangsir 24, 2070 | AKHPU
Mangsir 25, 2070 | AKHPU
Mangsir 26, 2070 | AKHPU
Mangsir 27, 2070 | AKHPU
Mangsir 28, 2070 | AKHPU
Mangsir 29, 2070 | AKHPU
Mangsir 30, 2070 | AKHPU
Mangsir 31, 2070 | AKHPU
Mangsir 32, 2070 | AKHPU
Poush 1, 2070 | AKHPU
Poush 2, 2070 | AKHPU
Poush 3, 2070 | AKHPU
Poush 4, 2070 | AKHPU
Poush 5, 2070 | AKHPU
Poush 6, 2070 | AKHPU
Poush 7, 2070 | AKHPU
Poush 8, 2070 | AKHPU
Poush 9, 2070 | AKHPU
Poush 10, 2070 | AKHPU
Poush 11, 2070 | AKHPU
Poush 12, 2070 | AKHPU
Poush 13, 2070 | AKHPU
Poush 14, 2070 | AKHPU
Poush 15, 2070 | AKHPU
Poush 16, 2070 | AKHPU
Poush 17, 2070 | AKHPU
Poush 18, 2070 | AKHPU
Poush 19, 2070 | AKHPU
Poush 20, 2070 | AKHPU
Poush 21, 2070 | AKHPU
Poush 22, 2070 | AKHPU
Poush 23, 2070 | AKHPU
Poush 24, 2070 | AKHPU
Poush 25, 2070 | AKHPU
Poush 26, 2070 | AKHPU
Poush 27, 2070 | AKHPU
Poush 28, 2070 | AKHPU
Poush 29, 2070 | AKHPU
Poush 30, 2070 | AKHPU
Poush 31, 2070 | AKHPU
Poush 32, 2070 | AKHPU
Magh 1, 2070 | AKHPU
Magh 2, 2070 | AKHPU
Magh 3, 2070 | AKHPU
Magh 4, 2070 | AKHPU
Magh 5, 2070 | AKHPU
Magh 6, 2070 | AKHPU
Magh 7, 2070 | AKHPU
Magh 8, 2070 | AKHPU
Magh 9, 2070 | AKHPU
Magh 10, 2070 | AKHPU
Magh 11, 2070 | AKHPU
Magh 12, 2070 | AKHPU
Magh 13, 2070 | AKHPU
Magh 14, 2070 | AKHPU
Magh 15, 2070 | AKHPU
Magh 16, 2070 | AKHPU
Magh 17, 2070 | AKHPU
Magh 18, 2070 | AKHPU
Magh 19, 2070 | AKHPU
Magh 20, 2070 | AKHPU
Magh 21, 2070 | AKHPU
Magh 22, 2070 | AKHPU
Magh 23, 2070 | AKHPU
Magh 24, 2070 | AKHPU
Magh 25, 2070 | AKHPU
Magh 26, 2070 | AKHPU
Magh 27, 2070 | AKHPU
Magh 28, 2070 | AKHPU
Magh 29, 2070 | AKHPU
Magh 30, 2070 | AKHPU
Magh 31, 2070 | AKHPU
Magh 32, 2070 | AKHPU
Falgun 1, 2070 | AKHPU
Falgun 2, 2070 | AKHPU
Falgun 3, 2070 | AKHPU
Falgun 4, 2070 | AKHPU
Falgun 5, 2070 | AKHPU
Falgun 6, 2070 | AKHPU
Falgun 7, 2070 | AKHPU
Falgun 8, 2070 | AKHPU
Falgun 9, 2070 | AKHPU
Falgun 10, 2070 | AKHPU
Falgun 11, 2070 | AKHPU
Falgun 12, 2070 | AKHPU
Falgun 13, 2070 | AKHPU
Falgun 14, 2070 | AKHPU
Falgun 15, 2070 | AKHPU
Falgun 16, 2070 | AKHPU
Falgun 17, 2070 | AKHPU
Falgun 18, 2070 | AKHPU
Falgun 19, 2070 | AKHPU
Falgun 20, 2070 | AKHPU
Falgun 21, 2070 | AKHPU
Falgun 22, 2070 | AKHPU
Falgun 23, 2070 | AKHPU
Falgun 24, 2070 | AKHPU
Falgun 25, 2070 | AKHPU
Falgun 26, 2070 | AKHPU
Falgun 27, 2070 | AKHPU
Falgun 28, 2070 | AKHPU
Falgun 29, 2070 | AKHPU
Falgun 30, 2070 | AKHPU
Falgun 31, 2070 | AKHPU
Falgun 32, 2070 | AKHPU
Chaitra 1, 2070 | AKHPU
Chaitra 2, 2070 | AKHPU
Chaitra 3, 2070 | AKHPU
Chaitra 4, 2070 | AKHPU
Chaitra 5, 2070 | AKHPU
Chaitra 6, 2070 | AKHPU
Chaitra 7, 2070 | AKHPU
Chaitra 8, 2070 | AKHPU
Chaitra 9, 2070 | AKHPU
Chaitra 10, 2070 | AKHPU
Chaitra 11, 2070 | AKHPU
Chaitra 12, 2070 | AKHPU
Chaitra 13, 2070 | AKHPU
Chaitra 14, 2070 | AKHPU
Chaitra 15, 2070 | AKHPU
Chaitra 16, 2070 | AKHPU
Chaitra 17, 2070 | AKHPU
Chaitra 18, 2070 | AKHPU
Chaitra 19, 2070 | AKHPU
Chaitra 20, 2070 | AKHPU
Chaitra 21, 2070 | AKHPU
Chaitra 22, 2070 | AKHPU
Chaitra 23, 2070 | AKHPU
Chaitra 24, 2070 | AKHPU
Chaitra 25, 2070 | AKHPU
Chaitra 26, 2070 | AKHPU
Chaitra 27, 2070 | AKHPU
Chaitra 28, 2070 | AKHPU
Chaitra 29, 2070 | AKHPU
Chaitra 30, 2070 | AKHPU
Chaitra 31, 2070 | AKHPU
Chaitra 32, 2070 | AKHPU
Baishakh 1, 2071 | AKHPU
Baishakh 2, 2071 | AKHPU
Baishakh 3, 2071 | AKHPU
Baishakh 4, 2071 | AKHPU
Baishakh 5, 2071 | AKHPU
Baishakh 6, 2071 | AKHPU
Baishakh 7, 2071 | AKHPU
Baishakh 8, 2071 | AKHPU
Baishakh 9, 2071 | AKHPU
Baishakh 10, 2071 | AKHPU
Baishakh 11, 2071 | AKHPU
Baishakh 12, 2071 | AKHPU
Baishakh 13, 2071 | AKHPU
Baishakh 14, 2071 | AKHPU
Baishakh 15, 2071 | AKHPU
Baishakh 16, 2071 | AKHPU
Baishakh 17, 2071 | AKHPU
Baishakh 18, 2071 | AKHPU
Baishakh 19, 2071 | AKHPU
Baishakh 20, 2071 | AKHPU
Baishakh 21, 2071 | AKHPU
Baishakh 22, 2071 | AKHPU
Baishakh 23, 2071 | AKHPU
Baishakh 24, 2071 | AKHPU
Baishakh 25, 2071 | AKHPU
Baishakh 26, 2071 | AKHPU
Baishakh 27, 2071 | AKHPU
Baishakh 28, 2071 | AKHPU
Baishakh 29, 2071 | AKHPU
Baishakh 30, 2071 | AKHPU
Baishakh 31, 2071 | AKHPU
Baishakh 32, 2071 | AKHPU
Jestha 1, 2071 | AKHPU
Jestha 2, 2071 | AKHPU
Jestha 3, 2071 | AKHPU
Jestha 4, 2071 | AKHPU
Jestha 5, 2071 | AKHPU
Jestha 6, 2071 | AKHPU
Jestha 7, 2071 | AKHPU
Jestha 8, 2071 | AKHPU
Jestha 9, 2071 | AKHPU
Jestha 10, 2071 | AKHPU
Jestha 11, 2071 | AKHPU
Jestha 12, 2071 | AKHPU
Jestha 13, 2071 | AKHPU
Jestha 14, 2071 | AKHPU
Jestha 15, 2071 | AKHPU
Jestha 16, 2071 | AKHPU
Jestha 17, 2071 | AKHPU
Jestha 18, 2071 | AKHPU
Jestha 19, 2071 | AKHPU
Jestha 20, 2071 | AKHPU
Jestha 21, 2071 | AKHPU
Jestha 22, 2071 | AKHPU
Jestha 23, 2071 | AKHPU
Jestha 24, 2071 | AKHPU
Jestha 25, 2071 | AKHPU
Jestha 26, 2071 | AKHPU
Jestha 27, 2071 | AKHPU
Jestha 28, 2071 | AKHPU
Jestha 29, 2071 | AKHPU
Jestha 30, 2071 | AKHPU
Jestha 31, 2071 | AKHPU
Jestha 32, 2071 | AKHPU
Ashadh 1, 2071 | AKHPU
Ashadh 2, 2071 | AKHPU
Ashadh 3, 2071 | AKHPU
Ashadh 4, 2071 | AKHPU
Ashadh 5, 2071 | AKHPU
Ashadh 6, 2071 | AKHPU
Ashadh 7, 2071 | AKHPU
Ashadh 8, 2071 | AKHPU
Ashadh 9, 2071 | AKHPU
Ashadh 10, 2071 | AKHPU
Ashadh 11, 2071 | AKHPU
Ashadh 12, 2071 | AKHPU
Ashadh 13, 2071 | AKHPU
Ashadh 14, 2071 | AKHPU
Ashadh 15, 2071 | AKHPU
Ashadh 16, 2071 | AKHPU
Ashadh 17, 2071 | AKHPU
Ashadh 18, 2071 | AKHPU
Ashadh 19, 2071 | AKHPU
Ashadh 20, 2071 | AKHPU
Ashadh 21, 2071 | AKHPU
Ashadh 22, 2071 | AKHPU
Ashadh 23, 2071 | AKHPU
Ashadh 24, 2071 | AKHPU
Ashadh 25, 2071 | AKHPU
Ashadh 26, 2071 | AKHPU
Ashadh 27, 2071 | AKHPU
Ashadh 28, 2071 | AKHPU
Ashadh 29, 2071 | AKHPU
Ashadh 30, 2071 | AKHPU
Ashadh 31, 2071 | AKHPU
Ashadh 32, 2071 | AKHPU
Shrawan 1, 2071 | AKHPU
Shrawan 2, 2071 | AKHPU
Shrawan 3, 2071 | AKHPU
Shrawan 4, 2071 | AKHPU
Shrawan 5, 2071 | AKHPU
Shrawan 6, 2071 | AKHPU
Shrawan 7, 2071 | AKHPU
Shrawan 8, 2071 | AKHPU
Shrawan 9, 2071 | AKHPU
Shrawan 10, 2071 | AKHPU
Shrawan 11, 2071 | AKHPU
Shrawan 12, 2071 | AKHPU
Shrawan 13, 2071 | AKHPU
Shrawan 14, 2071 | AKHPU
Shrawan 15, 2071 | AKHPU
Shrawan 16, 2071 | AKHPU
Shrawan 17, 2071 | AKHPU
Shrawan 18, 2071 | AKHPU
Shrawan 19, 2071 | AKHPU
Shrawan 20, 2071 | AKHPU
Shrawan 21, 2071 | AKHPU
Shrawan 22, 2071 | AKHPU
Shrawan 23, 2071 | AKHPU
Shrawan 24, 2071 | AKHPU
Shrawan 25, 2071 | AKHPU
Shrawan 26, 2071 | AKHPU
Shrawan 27, 2071 | AKHPU
Shrawan 28, 2071 | AKHPU
Shrawan 29, 2071 | AKHPU
Shrawan 30, 2071 | AKHPU
Shrawan 31, 2071 | AKHPU
Shrawan 32, 2071 | AKHPU
Bhadra 1, 2071 | AKHPU
Bhadra 2, 2071 | AKHPU
Bhadra 3, 2071 | AKHPU
Bhadra 4, 2071 | AKHPU
Bhadra 5, 2071 | AKHPU
Bhadra 6, 2071 | AKHPU
Bhadra 7, 2071 | AKHPU
Bhadra 8, 2071 | AKHPU
Bhadra 9, 2071 | AKHPU
Bhadra 10, 2071 | AKHPU
Bhadra 11, 2071 | AKHPU
Bhadra 12, 2071 | AKHPU
Bhadra 13, 2071 | AKHPU
Bhadra 14, 2071 | AKHPU
Bhadra 15, 2071 | AKHPU
Bhadra 16, 2071 | AKHPU
Bhadra 17, 2071 | AKHPU
Bhadra 18, 2071 | AKHPU
Bhadra 19, 2071 | AKHPU
Bhadra 20, 2071 | AKHPU
Bhadra 21, 2071 | AKHPU
Bhadra 22, 2071 | AKHPU
Bhadra 23, 2071 | AKHPU
Bhadra 24, 2071 | AKHPU
Bhadra 25, 2071 | AKHPU
Bhadra 26, 2071 | AKHPU
Bhadra 27, 2071 | AKHPU
Bhadra 28, 2071 | AKHPU
Bhadra 29, 2071 | AKHPU
Bhadra 30, 2071 | AKHPU
Bhadra 31, 2071 | AKHPU
Bhadra 32, 2071 | AKHPU
Ashwin 1, 2071 | AKHPU
Ashwin 2, 2071 | AKHPU
Ashwin 3, 2071 | AKHPU
Ashwin 4, 2071 | AKHPU
Ashwin 5, 2071 | AKHPU
Ashwin 6, 2071 | AKHPU
Ashwin 7, 2071 | AKHPU
Ashwin 8, 2071 | AKHPU
Ashwin 9, 2071 | AKHPU
Ashwin 10, 2071 | AKHPU
Ashwin 11, 2071 | AKHPU
Ashwin 12, 2071 | AKHPU
Ashwin 13, 2071 | AKHPU
Ashwin 14, 2071 | AKHPU
Ashwin 15, 2071 | AKHPU
Ashwin 16, 2071 | AKHPU
Ashwin 17, 2071 | AKHPU
Ashwin 18, 2071 | AKHPU
Ashwin 19, 2071 | AKHPU
Ashwin 20, 2071 | AKHPU
Ashwin 21, 2071 | AKHPU
Ashwin 22, 2071 | AKHPU
Ashwin 23, 2071 | AKHPU
Ashwin 24, 2071 | AKHPU
Ashwin 25, 2071 | AKHPU
Ashwin 26, 2071 | AKHPU
Ashwin 27, 2071 | AKHPU
Ashwin 28, 2071 | AKHPU
Ashwin 29, 2071 | AKHPU
Ashwin 30, 2071 | AKHPU
Ashwin 31, 2071 | AKHPU
Ashwin 32, 2071 | AKHPU
Kartik 1, 2071 | AKHPU
Kartik 2, 2071 | AKHPU
Kartik 3, 2071 | AKHPU
Kartik 4, 2071 | AKHPU
Kartik 5, 2071 | AKHPU
Kartik 6, 2071 | AKHPU
Kartik 7, 2071 | AKHPU
Kartik 8, 2071 | AKHPU
Kartik 9, 2071 | AKHPU
Kartik 10, 2071 | AKHPU
Kartik 11, 2071 | AKHPU
Kartik 12, 2071 | AKHPU
Kartik 13, 2071 | AKHPU
Kartik 14, 2071 | AKHPU
Kartik 15, 2071 | AKHPU
Kartik 16, 2071 | AKHPU
Kartik 17, 2071 | AKHPU
Kartik 18, 2071 | AKHPU
Kartik 19, 2071 | AKHPU
Kartik 20, 2071 | AKHPU
Kartik 21, 2071 | AKHPU
Kartik 22, 2071 | AKHPU
Kartik 23, 2071 | AKHPU
Kartik 24, 2071 | AKHPU
Kartik 25, 2071 | AKHPU
Kartik 26, 2071 | AKHPU
Kartik 27, 2071 | AKHPU
Kartik 28, 2071 | AKHPU
Kartik 29, 2071 | AKHPU
Kartik 30, 2071 | AKHPU
Kartik 31, 2071 | AKHPU
Kartik 32, 2071 | AKHPU
Mangsir 1, 2071 | AKHPU
Mangsir 2, 2071 | AKHPU
Mangsir 3, 2071 | AKHPU
Mangsir 4, 2071 | AKHPU
Mangsir 5, 2071 | AKHPU
Mangsir 6, 2071 | AKHPU
Mangsir 7, 2071 | AKHPU
Mangsir 8, 2071 | AKHPU
Mangsir 9, 2071 | AKHPU
Mangsir 10, 2071 | AKHPU
Mangsir 11, 2071 | AKHPU
Mangsir 12, 2071 | AKHPU
Mangsir 13, 2071 | AKHPU
Mangsir 14, 2071 | AKHPU
Mangsir 15, 2071 | AKHPU
Mangsir 16, 2071 | AKHPU
Mangsir 17, 2071 | AKHPU
Mangsir 18, 2071 | AKHPU
Mangsir 19, 2071 | AKHPU
Mangsir 20, 2071 | AKHPU
Mangsir 21, 2071 | AKHPU
Mangsir 22, 2071 | AKHPU
Mangsir 23, 2071 | AKHPU
Mangsir 24, 2071 | AKHPU
Mangsir 25, 2071 | AKHPU
Mangsir 26, 2071 | AKHPU
Mangsir 27, 2071 | AKHPU
Mangsir 28, 2071 | AKHPU
Mangsir 29, 2071 | AKHPU
Mangsir 30, 2071 | AKHPU
Mangsir 31, 2071 | AKHPU
Mangsir 32, 2071 | AKHPU
Poush 1, 2071 | AKHPU
Poush 2, 2071 | AKHPU
Poush 3, 2071 | AKHPU
Poush 4, 2071 | AKHPU
Poush 5, 2071 | AKHPU
Poush 6, 2071 | AKHPU
Poush 7, 2071 | AKHPU
Poush 8, 2071 | AKHPU
Poush 9, 2071 | AKHPU
Poush 10, 2071 | AKHPU
Poush 11, 2071 | AKHPU
Poush 12, 2071 | AKHPU
Poush 13, 2071 | AKHPU
Poush 14, 2071 | AKHPU
Poush 15, 2071 | AKHPU
Poush 16, 2071 | AKHPU
Poush 17, 2071 | AKHPU
Poush 18, 2071 | AKHPU
Poush 19, 2071 | AKHPU
Poush 20, 2071 | AKHPU
Poush 21, 2071 | AKHPU
Poush 22, 2071 | AKHPU
Poush 23, 2071 | AKHPU
Poush 24, 2071 | AKHPU
Poush 25, 2071 | AKHPU
Poush 26, 2071 | AKHPU
Poush 27, 2071 | AKHPU
Poush 28, 2071 | AKHPU
Poush 29, 2071 | AKHPU
Poush 30, 2071 | AKHPU
Poush 31, 2071 | AKHPU
Poush 32, 2071 | AKHPU
Magh 1, 2071 | AKHPU
Magh 2, 2071 | AKHPU
Magh 3, 2071 | AKHPU
Magh 4, 2071 | AKHPU
Magh 5, 2071 | AKHPU
Magh 6, 2071 | AKHPU
Magh 7, 2071 | AKHPU
Magh 8, 2071 | AKHPU
Magh 9, 2071 | AKHPU
Magh 10, 2071 | AKHPU
Magh 11, 2071 | AKHPU
Magh 12, 2071 | AKHPU
Magh 13, 2071 | AKHPU
Magh 14, 2071 | AKHPU
Magh 15, 2071 | AKHPU
Magh 16, 2071 | AKHPU
Magh 17, 2071 | AKHPU
Magh 18, 2071 | AKHPU
Magh 19, 2071 | AKHPU
Magh 20, 2071 | AKHPU
Magh 21, 2071 | AKHPU
Magh 22, 2071 | AKHPU
Magh 23, 2071 | AKHPU
Magh 24, 2071 | AKHPU
Magh 25, 2071 | AKHPU
Magh 26, 2071 | AKHPU
Magh 27, 2071 | AKHPU
Magh 28, 2071 | AKHPU
Magh 29, 2071 | AKHPU
Magh 30, 2071 | AKHPU
Magh 31, 2071 | AKHPU
Magh 32, 2071 | AKHPU
Falgun 1, 2071 | AKHPU
Falgun 2, 2071 | AKHPU
Falgun 3, 2071 | AKHPU
Falgun 4, 2071 | AKHPU
Falgun 5, 2071 | AKHPU
Falgun 6, 2071 | AKHPU
Falgun 7, 2071 | AKHPU
Falgun 8, 2071 | AKHPU
Falgun 9, 2071 | AKHPU
Falgun 10, 2071 | AKHPU
Falgun 11, 2071 | AKHPU
Falgun 12, 2071 | AKHPU
Falgun 13, 2071 | AKHPU
Falgun 14, 2071 | AKHPU
Falgun 15, 2071 | AKHPU
Falgun 16, 2071 | AKHPU
Falgun 17, 2071 | AKHPU
Falgun 18, 2071 | AKHPU
Falgun 19, 2071 | AKHPU
Falgun 20, 2071 | AKHPU
Falgun 21, 2071 | AKHPU
Falgun 22, 2071 | AKHPU
Falgun 23, 2071 | AKHPU
Falgun 24, 2071 | AKHPU
Falgun 25, 2071 | AKHPU
Falgun 26, 2071 | AKHPU
Falgun 27, 2071 | AKHPU
Falgun 28, 2071 | AKHPU
Falgun 29, 2071 | AKHPU
Falgun 30, 2071 | AKHPU
Falgun 31, 2071 | AKHPU
Falgun 32, 2071 | AKHPU
Chaitra 1, 2071 | AKHPU
Chaitra 2, 2071 | AKHPU
Chaitra 3, 2071 | COD
Chaitra 4, 2071 | COD
Chaitra 5, 2071 | COD
Chaitra 6, 2071 | COD
Chaitra 7, 2071 | COD
Chaitra 8, 2071 | COD
Chaitra 9, 2071 | COD
Chaitra 10, 2071 | COD
Chaitra 11, 2071 | COD
Chaitra 12, 2071 | COD
Chaitra 13, 2071 | COD
Chaitra 14, 2071 | COD
Chaitra 15, 2071 | COD
Chaitra 16, 2071 | COD
Chaitra 17, 2071 | COD
Chaitra 18, 2071 | COD
Chaitra 19, 2071 | COD
Chaitra 20, 2071 | COD
Chaitra 21, 2071 | COD
Chaitra 22, 2071 | COD
Chaitra 23, 2071 | COD
Chaitra 24, 2071 | COD
Chaitra 25, 2071 | COD
Chaitra 26, 2071 | COD
Chaitra 27, 2071 | COD
Chaitra 28, 2071 | COD
Chaitra 29, 2071 | COD
Chaitra 30, 2071 | COD
Chaitra 31, 2071 | COD
Chaitra 32, 2071 | COD
Baishakh 1, 2072 | COD
Baishakh 2, 2072 | COD
Baishakh 3, 2072 | 3.62 | 3.62 | 3.62 | 3.62
Baishakh 4, 2072 | 3.37 | 3.495 | 3.495 | 3.495
Baishakh 5, 2072 | 2.62 | 3.2033 | 3.2033 | 3.2033
Baishakh 6, 2072 | 2.62 | 3.0575 | 3.0575 | 3.0575
Baishakh 7, 2072 | 2.62 | 2.97 | 2.97 | 2.97
Baishakh 8, 2072 | 2.62 | 2.9117 | 2.9117 | 2.9117
Baishakh 9, 2072 | 2.62 | 2.87 | 2.87 | 2.87
Baishakh 10, 2072 | 3.32 | 2.8271 | 2.9263 | 2.9263
Baishakh 13, 2072 | 3.73 | 2.8786 | 3.0156 | 3.0156
Baishakh 14, 2072 | 3.62 | 3.0214 | 3.076 | 3.076
Baishakh 15, 2072 | 3.35 | 3.1257 | 3.1009 | 3.1009
Baishakh 16, 2072 | 3.07 | 3.19 | 3.0983 | 3.0983
Baishakh 17, 2072 | 3.62 | 3.3329 | 3.1385 | 3.1385
Baishakh 18, 2072 | 3.48 | 3.4557 | 3.1629 | 3.1629
Baishakh 19, 2072 | 3.2 | 3.4386 | 3.1653 | 3.1653
Baishakh 20, 2072 | 2.67 | 3.2871 | 3.102 | 3.1344
Baishakh 21, 2072 | 2.97 | 3.1943 | 3.0753 | 3.1247
Baishakh 22, 2072 | 3.67 | 3.24 | 3.1453 | 3.155
Baishakh 23, 2072 | 3.87 | 3.3543 | 3.2287 | 3.1926
Baishakh 24, 2072 | 3.27 | 3.3043 | 3.272 | 3.1965
Baishakh 25, 2072 | 3.27 | 3.2743 | 3.3153 | 3.2
Baishakh 26, 2072 | 3.4 | 3.3029 | 3.3673 | 3.2091
Baishakh 27, 2072 | 3.79 | 3.4629 | 3.3987 | 3.2343
Baishakh 28, 2072 | 3.91 | 3.5971 | 3.4107 | 3.2625
Baishakh 29, 2072 | 4.38 | 3.6986 | 3.4613 | 3.3072
Baishakh 30, 2072 | 3.77 | 3.6843 | 3.4893 | 3.325
Baishakh 31, 2072 | 3.37 | 3.6986 | 3.5093 | 3.3267
Baishakh 32, 2072 | 4.6364 | 3.8938 | 3.5771 | 3.3734
Jestha 1, 2072 | 5.281 | 4.1625 | 3.6972 | 3.4392
Jestha 2, 2072 | 4.37 | 4.2453 | 3.7752 | 3.4702
Jestha 3, 2072 | 4.07 | 4.2682 | 3.8685 | 3.4852
Jestha 4, 2072 | 3.37 | 4.1239 | 3.8952 | 3.4852
Jestha 5, 2072 | 3.77 | 4.1239 | 3.9018 | 3.5236
Jestha 6, 2072 | 3.77 | 4.1811 | 3.8952 | 3.5619
Jestha 7, 2072 | 4.3066 | 4.1339 | 3.9643 | 3.6181
Jestha 8, 2072 | 3.97 | 3.9467 | 4.0109 | 3.6631
Jestha 9, 2072 | 6.1244 | 4.1973 | 4.1926 | 3.7799
Jestha 10, 2072 | 9.824 | 5.0193 | 4.5948 | 3.9967
Jestha 11, 2072 | 5.0345 | 5.2571 | 4.6698 | 4.0402
Jestha 13, 2072 | 3.8 | 5.2614 | 4.6311 | 4.0462
Jestha 14, 2072 | 3.77 | 5.2614 | 4.6311 | 4.0602
Jestha 15, 2072 | 3.57 | 5.1561 | 4.6445 | 4.0769
Jestha 16, 2072 | 4.12 | 5.1776 | 4.61 | 4.0936
Jestha 17, 2072 | 3.97 | 4.8698 | 4.5226 | 4.1099
Jestha 18, 2072 | 13.0054 | 5.3243 | 5.0983 | 4.4367
Jestha 19, 2072 | 23.8591 | 8.0135 | 6.4176 | 5.1431
Jestha 20, 2072 | 15.7933 | 9.7268 | 7.2458 | 5.5705
Jestha 21, 2072 | 10.6966 | 10.7163 | 7.7076 | 5.8047
Jestha 22, 2072 | 10.56 | 11.7149 | 8.1603 | 6.0277
Jestha 23, 2072 | 10.56 | 12.6349 | 8.5772 | 6.2707
Jestha 24, 2072 | 14.1266 | 14.0859 | 9.2543 | 6.6326
Jestha 25, 2072 | 11.4255 | 13.8602 | 9.6077 | 6.9001
Jestha 26, 2072 | 12.4099 | 12.2246 | 9.7801 | 7.1874
Jestha 27, 2072 | 13.878 | 11.9509 | 10.3696 | 7.5197
Jestha 28, 2072 | 12.5257 | 12.2123 | 10.9513 | 7.7912
Jestha 29, 2072 | 12.3989 | 12.475 | 11.5266 | 8.0789
Jestha 30, 2072 | 10.6146 | 12.4828 | 11.9963 | 8.3204
Jestha 31, 2072 | 9.0951 | 11.764 | 12.3279 | 8.469
Jestha 32, 2072 | 9.1434 | 11.438 | 12.6728 | 8.5977
Ashadh 1, 2072 | 5.03 | 10.3837 | 12.1411 | 8.6197
Ashadh 2, 2072 | 4.77 | 9.0826 | 10.8685 | 8.6431
Ashadh 3, 2072 | 4.27 | 7.9032 | 10.1003 | 8.6731
Ashadh 4, 2072 | 4.03 | 6.7076 | 9.6559 | 8.6817
Ashadh 5, 2072 | 3.77 | 5.7298 | 9.2032 | 8.6817
Ashadh 6, 2072 | 3.37 | 4.9119 | 8.7239 | 8.6505
Ashadh 7, 2072 | 3.57 | 4.1157 | 8.0201 | 8.6372
Ashadh 8, 2072 | 20.8032 | 6.369 | 8.6453 | 9.1265
Ashadh 9, 2072 | 14.4055 | 7.7455 | 8.7783 | 9.2792
Ashadh 10, 2072 | 12.8573 | 8.9723 | 8.7103 | 9.5399
Ashadh 11, 2072 | 18.4667 | 11.0347 | 9.1063 | 10.0288
Ashadh 12, 2072 | 14.9197 | 12.6275 | 9.2744 | 10.4005
Ashadh 13, 2072 | 9.0595 | 13.4403 | 9.1707 | 10.5835
Ashadh 14, 2072 | 11.8072 | 14.617 | 9.3515 | 10.8397
Ashadh 15, 2072 | 6.7431 | 12.6084 | 9.1915 | 10.9321
Ashadh 16, 2072 | 6.0995 | 11.4218 | 9.2628 | 10.702
Ashadh 17, 2072 | 5.9459 | 10.4345 | 9.3412 | 10.1048
Ashadh 18, 2072 | 5.8105 | 8.6265 | 9.4439 | 9.7721
Ashadh 19, 2072 | 8.8786 | 7.7635 | 9.7671 | 9.7115
Ashadh 20, 2072 | 10.3135 | 7.9426 | 10.2033 | 9.7033
Ashadh 21, 2072 | 15.475 | 8.4666 | 11.0103 | 9.8671
Ashadh 22, 2072 | 16.7804 | 9.9005 | 11.891 | 9.9556
Ashadh 23, 2072 | 38.6856 | 14.5556 | 13.0832 | 10.8642
Ashadh 24, 2072 | 20.1301 | 16.5819 | 13.4648 | 11.1216
Ashadh 25, 2072 | 20.7448 | 18.7154 | 13.9907 | 11.3505
Ashadh 26, 2072 | 26.4357 | 21.2236 | 14.5219 | 11.8141
Ashadh 27, 2072 | 16.79 | 22.1488 | 14.6466 | 11.9605
Ashadh 28, 2072 | 14.0679 | 21.9478 | 14.9805 | 12.0756
Ashadh 29, 2072 | 15.7412 | 21.7993 | 15.2428 | 12.2971
Ashadh 30, 2072 | 15.475 | 18.4835 | 15.8249 | 12.5082
Ashadh 31, 2072 | 15.714 | 17.8526 | 16.4659 | 12.8643
Ashadh 32, 2072 | 28.4861 | 18.9585 | 17.9686 | 13.6549
Shrawan 1, 2072 | 25.7561 | 18.8615 | 19.2983 | 14.3711
Shrawan 2, 2072 | 24.8486 | 20.0127 | 20.3629 | 15.065
Shrawan 3, 2072 | 26.092 | 21.7304 | 21.4148 | 15.8091
Shrawan 4, 2072 | 24.5023 | 22.982 | 22.0166 | 16.5135
Shrawan 5, 2072 | 22.9812 | 24.0543 | 22.43 | 17.1605
Shrawan 6, 2072 | 22.6612 | 25.0468 | 21.3617 | 17.2225
Shrawan 7, 2072 | 22.0088 | 24.1214 | 21.487 | 17.4759
Shrawan 8, 2072 | 20.5892 | 23.3833 | 21.4766 | 17.7336
Shrawan 9, 2072 | 20.2861 | 22.7315 | 21.0666 | 17.7943
Shrawan 10, 2072 | 20.5607 | 21.9413 | 21.318 | 17.9823
Shrawan 11, 2072 | 342.9748 | 67.4374 | 43.2451 | 29.1128
Shrawan 13, 2072 | 72.639 | 74.5314 | 47.0383 | 31.1406
Shrawan 14, 2072 | 65.1922 | 80.6072 | 50.3528 | 33.0889
Shrawan 15, 2072 | 61.3307 | 86.2247 | 53.3939 | 34.9299
Shrawan 16, 2072 | 61.0191 | 92.0004 | 55.5628 | 36.7657
Shrawan 17, 2072 | 61.0191 | 97.8194 | 57.9137 | 38.606
Shrawan 18, 2072 | 60.3801 | 103.5078 | 60.2824 | 40.3227
Shrawan 19, 2072 | 61.0597 | 63.2343 | 62.6136 | 42.0142
Shrawan 20, 2072 | 60.3801 | 61.483 | 65.0055 | 43.5111
Shrawan 21, 2072 | 59.1175 | 60.6152 | 67.4145 | 44.9223
Shrawan 22, 2072 | 60.3801 | 60.4794 | 69.9291 | 45.6454
Shrawan 23, 2072 | 45.3246 | 58.2373 | 71.4835 | 46.4853
Shrawan 24, 2072 | 42.6107 | 55.6075 | 72.9516 | 47.2141
Shrawan 25, 2072 | 41.0201 | 52.8418 | 74.3339 | 47.7003
Shrawan 26, 2072 | 181.6076 | 70.063 | 85.0704 | 53.1942
Shrawan 27, 2072 | 62.7462 | 70.401 | 66.3885 | 54.8168
Shrawan 28, 2072 | 61.7386 | 70.7754 | 65.6618 | 56.35
Shrawan 29, 2072 | 62.0667 | 71.0164 | 65.4534 | 57.9031
Shrawan 30, 2072 | 54.2887 | 72.297 | 64.9839 | 59.1889
Shrawan 31, 2072 | 41.3848 | 72.1218 | 63.675 | 59.6189
Shrawan 32, 2072 | 39.8106 | 71.949 | 62.2611 | 60.0874
Bhadra 1, 2072 | 40.1222 | 51.7368 | 60.9105 | 60.5965
Bhadra 2, 2072 | 40.4758 | 48.5553 | 59.5383 | 61.0759
Bhadra 3, 2072 | 40.4421 | 45.513 | 58.2091 | 61.6073
Bhadra 4, 2072 | 34.9652 | 41.6413 | 56.5989 | 62.0067
Bhadra 5, 2072 | 31.1127 | 38.3305 | 54.6478 | 62.2885
Bhadra 6, 2072 | 60.6952 | 41.0891 | 55.6725 | 63.578
Bhadra 7, 2072 | 55.2963 | 43.3014 | 56.5182 | 64.7349
Bhadra 8, 2072 | 54.2887 | 45.3252 | 57.4028 | 65.8683
Bhadra 9, 2072 | 54.6484 | 47.3498 | 48.9388 | 67.0046
Bhadra 10, 2072 | 53.9607 | 49.281 | 48.3531 | 57.3708
Bhadra 11, 2072 | 54.9527 | 52.1364 | 47.9007 | 56.7812
Bhadra 12, 2072 | 54.9527 | 55.5421 | 47.4264 | 56.4399
Bhadra 13, 2072 | 54.0688 | 54.5955 | 47.4118 | 56.1979
Bhadra 14, 2072 | 54.7167 | 54.5127 | 48.3006 | 55.9878
Bhadra 15, 2072 | 55.3963 | 54.6709 | 49.3396 | 55.8004
Bhadra 16, 2072 | 144.9973 | 67.5779 | 56.3313 | 58.6209
Bhadra 17, 2072 | 55.0527 | 67.7339 | 57.3031 | 58.4207
Bhadra 18, 2072 | 55.0527 | 67.7482 | 58.2771 | 58.2431
Bhadra 19, 2072 | 53.7572 | 67.5774 | 59.5299 | 58.0644
Bhadra 20, 2072 | 54.3887 | 67.6231 | 61.0817 | 57.8647
Bhadra 21, 2072 | 54.7246 | 67.6242 | 60.6836 | 58.1781
Bhadra 22, 2072 | 54.7246 | 67.5283 | 60.6455 | 58.5819
Bhadra 23, 2072 | 54.7167 | 54.631 | 60.674 | 59.0384
Bhadra 24, 2072 | 50.5059 | 53.9815 | 60.3979 | 54.6683
Bhadra 25, 2072 | 165.1082 | 69.7037 | 67.8077 | 58.0804
Bhadra 26, 2072 | 259.4637 | 99.0904 | 81.4418 | 64.6712
Bhadra 27, 2072 | 49.8263 | 98.4386 | 81.1 | 64.2632
Bhadra 28, 2072 | 48.8187 | 97.5949 | 80.75 | 64.0809
Bhadra 29, 2072 | 48.1872 | 96.661 | 80.3147 | 64.3077
Bhadra 30, 2072 | 48.4907 | 95.7715 | 79.8543 | 64.597
Bhadra 31, 2072 | 48.4907 | 95.4836 | 73.4206 | 64.8759
Bhadra 32, 2072 | 47.8508 | 78.7326 | 72.9404 | 65.1218
Ashwin 1, 2072 | 47.2362 | 48.4144 | 72.4193 | 65.3482
Ashwin 2, 2072 | 41.4646 | 47.2198 | 71.5998 | 65.5649
Ashwin 3, 2072 | 41.4646 | 46.1692 | 70.7382 | 65.9099
Ashwin 4, 2072 | 33.6576 | 44.0936 | 69.3338 | 65.0087
Ashwin 5, 2072 | 24.6932 | 40.6939 | 67.3317 | 63.9886
Ashwin 6, 2072 | 26.3308 | 37.5282 | 65.4393 | 63.0567
Ashwin 7, 2072 | 26.0108 | 34.4082 | 63.8063 | 62.1021
Ashwin 8, 2072 | 26.0192 | 31.3772 | 54.5337 | 61.1707
Ashwin 9, 2072 | 26.6588 | 29.2621 | 39.0133 | 60.2276
Ashwin 10, 2072 | 25.3876 | 26.9654 | 37.3841 | 59.2421
Ashwin 11, 2072 | 25.7192 | 25.8314 | 35.8441 | 58.2971
Ashwin 13, 2072 | 25.6992 | 25.9751 | 34.3449 | 57.3298
Ashwin 14, 2072 | 25.0846 | 25.7971 | 32.7845 | 56.3194
Ashwin 15, 2072 | 25.3962 | 25.7092 | 31.2449 | 52.3327
Ashwin 16, 2072 | 25.8962 | 25.6917 | 29.7812 | 51.3608
Ashwin 17, 2072 | 25.0846 | 25.4668 | 28.3045 | 50.3619
Ashwin 18, 2072 | 25.0192 | 25.4141 | 27.2081 | 49.404
Ashwin 19, 2072 | 24.3568 | 25.2195 | 26.0676 | 48.4029
Ashwin 20, 2072 | 24.0452 | 24.9832 | 25.4268 | 47.3803
Ashwin 21, 2072 | 23.7422 | 24.7915 | 25.3634 | 46.3475
Ashwin 22, 2072 | 23.7336 | 24.554 | 25.1902 | 45.3147
Ashwin 23, 2072 | 23.7336 | 24.245 | 25.0384 | 44.4223
Ashwin 24, 2072 | 23.1363 | 23.9667 | 24.8462 | 39.6899
Ashwin 25, 2072 | 21.2871 | 23.4335 | 24.4881 | 31.7507
Ashwin 26, 2072 | 19.3341 | 22.716 | 24.0845 | 30.7343
Ashwin 27, 2072 | 17.8425 | 21.8299 | 23.5594 | 29.7018
Ashwin 28, 2072 | 16.4082 | 20.7822 | 22.94 | 28.6425
Ashwin 29, 2072 | 15.7133 | 19.6364 | 22.3153 | 27.5499
Ashwin 30, 2072 | 14.3698 | 18.2988 | 21.5802 | 26.4125
Ashwin 31, 2072 | 13.7219 | 16.9538 | 20.7686 | 25.2749
Ashwin 32, 2072 | 13.0903 | 15.7829 | 19.9689 | 24.1367
Kartik 1, 2072 | 12.4757 | 14.8031 | 19.1327 | 23.1704
Kartik 2, 2072 | 11.584 | 13.909 | 18.2812 | 22.1744
Kartik 3, 2072 | 11.584 | 13.2199 | 17.4504 | 21.4386
Kartik 4, 2072 | 11.0136 | 12.5485 | 16.6019 | 20.9826
Kartik 5, 2072 | 12.2078 | 12.2396 | 15.8335 | 20.5118
Kartik 6, 2072 | 12.1814 | 12.0195 | 15.0633 | 20.0509
Kartik 7, 2072 | 11.5931 | 11.8056 | 14.2938 | 19.57
Kartik 8, 2072 | 11.5931 | 11.6796 | 13.6475 | 19.0678
Kartik 9, 2072 | 11.2988 | 11.6388 | 13.1118 | 18.5982
Kartik 10, 2072 | 10.7377 | 11.5179 | 12.6382 | 18.0988
Kartik 13, 2072 | 9.9295 | 11.363 | 12.2063 | 17.5731
Kartik 14, 2072 | 9.9159 | 11.0356 | 11.8198 | 17.0675
Kartik 15, 2072 | 9.1579 | 10.6037 | 11.4723 | 16.5262
Kartik 16, 2072 | 11.9028 | 10.6479 | 11.351 | 16.0598
Kartik 17, 2072 | 11.5931 | 10.6479 | 11.2512 | 15.6101
Kartik 18, 2072 | 9.1647 | 10.3431 | 11.0305 | 15.0816
Kartik 19, 2072 | 8.9232 | 10.0839 | 10.8531 | 14.5671
Kartik 20, 2072 | 8.6775 | 9.905 | 10.6593 | 14.0549
Kartik 21, 2072 | 8.4428 | 9.6946 | 10.4879 | 13.5449
Kartik 22, 2072 | 8.2195 | 9.5605 | 10.222 | 13.0278
Kartik 23, 2072 | 8.2195 | 9.0343 | 9.9579 | 12.5106
Kartik 24, 2072 | 8.956 | 8.6576 | 9.7821 | 12.0379
Kartik 25, 2072 | 9.1579 | 8.6566 | 9.6198 | 11.6336
Kartik 26, 2072 | 8.4542 | 8.5896 | 9.4301 | 11.271
Kartik 27, 2072 | 7.497 | 8.421 | 9.2141 | 10.9261
Kartik 28, 2072 | 7.0874 | 8.2274 | 9.0246 | 10.6154
Kartik 29, 2072 | 7.0874 | 8.0656 | 8.8361 | 10.3279
Kartik 30, 2072 | 7.0874 | 7.9039 | 8.698 | 10.0852
Kartik 31, 2072 | 7.0874 | 7.637 | 8.377 | 9.864
Kartik 32, 2072 | 6.5345 | 7.2622 | 8.0398 | 9.6455
Mangsir 1, 2072 | 6.5345 | 6.988 | 7.8644 | 9.4475
Mangsir 2, 2072 | 6.3499 | 6.8241 | 7.6929 | 9.273
Mangsir 3, 2072 | 6.18 | 6.6945 | 7.5264 | 9.0928
Mangsir 4, 2072 | 6.18 | 6.5648 | 7.3755 | 8.9317
Mangsir 5, 2072 | 6.18 | 6.4352 | 7.2396 | 8.7308
Mangsir 6, 2072 | 6.1203 | 6.297 | 7.0996 | 8.5288
Mangsir 7, 2072 | 6.1082 | 6.2361 | 6.9098 | 8.3459
Mangsir 8, 2072 | 6.1082 | 6.1752 | 6.7064 | 8.1631
Mangsir 9, 2072 | 5.897 | 6.1105 | 6.536 | 7.9831
Mangsir 10, 2072 | 5.6858 | 6.0399 | 6.4152 | 7.8147
Mangsir 13, 2072 | 4.9237 | 5.8605 | 6.271 | 7.6478
Mangsir 14, 2072 | 5.6574 | 5.7858 | 6.1756 | 7.5058
Mangsir 15, 2072 | 5.6574 | 5.7197 | 6.0803 | 7.3892
Mangsir 16, 2072 | 5.6574 | 5.6553 | 5.985 | 7.181
Mangsir 17, 2072 | 5.6604 | 5.5913 | 5.9267 | 6.9832
Mangsir 18, 2072 | 5.6161 | 5.5512 | 5.8655 | 6.8649
Mangsir 19, 2072 | 5.6907 | 5.5519 | 5.8215 | 6.7572
Mangsir 20, 2072 | 5.511 | 5.6358 | 5.7769 | 6.6516
Mangsir 21, 2072 | 5.502 | 5.6136 | 5.7317 | 6.5536
Mangsir 22, 2072 | 5.4678 | 5.5865 | 5.6842 | 6.4619
Mangsir 23, 2072 | 5.5186 | 5.5666 | 5.6441 | 6.3719
Mangsir 24, 2072 | 5.5071 | 5.5447 | 5.604 | 6.2569
Mangsir 25, 2072 | 5.4815 | 5.5255 | 5.5623 | 6.1344
Mangsir 26, 2072 | 5.39 | 5.4826 | 5.5285 | 6.0322
Mangsir 27, 2072 | 5.31 | 5.4538 | 5.5034 | 5.9593
Mangsir 28, 2072 | 5.27 | 5.4207 | 5.5265 | 5.8987
Mangsir 29, 2072 | 5.22 | 5.3853 | 5.4973 | 5.8365
Mangsir 30, 2072 | 5.18 | 5.3369 | 5.4655 | 5.7729
Mangsir 31, 2072 | 5.07 | 5.2745 | 5.4263 | 5.7057
Mangsir 32, 2072 | 5.06 | 5.2143 | 5.3863 | 5.6565
Poush 1, 2072 | 5 | 5.1586 | 5.3452 | 5.6053
Poush 2, 2072 | 4.97 | 5.11 | 5.2972 | 5.5594
Poush 3, 2072 | 4.82 | 5.0457 | 5.2511 | 5.514
Poush 4, 2072 | 4.77 | 4.9814 | 5.2023 | 5.467
Poush 5, 2072 | 4.62 | 4.9014 | 5.1458 | 5.415
Poush 6, 2072 | 4.58 | 4.8314 | 5.0832 | 5.3637
Poush 7, 2072 | 4.47 | 4.7471 | 5.0141 | 5.3091
Poush 8, 2072 | 4.48 | 4.6729 | 4.9473 | 5.2548
Poush 9, 2072 | 4.39 | 4.59 | 4.8807 | 5.2046
Poush 13, 2072 | 3.385 | 4.385 | 4.7523 | 5.1279
Poush 14, 2072 | 4.35 | 4.325 | 4.691 | 5.1087
Poush 15, 2072 | 4.29 | 4.2779 | 4.629 | 5.0632
Poush 16, 2072 | 4.27 | 4.2336 | 4.5683 | 5.0169
Poush 17, 2072 | 4.24 | 4.2007 | 4.513 | 4.9697
Poush 18, 2072 | 4.22 | 4.1636 | 4.457 | 4.9217
Poush 19, 2072 | 4.17 | 4.1321 | 4.4017 | 4.8735
Poush 20, 2072 | 4.07 | 4.23 | 4.3417 | 4.8194
Poush 21, 2072 | 4.02 | 4.1829 | 4.2883 | 4.7697
Poush 22, 2072 | 4.02 | 4.1443 | 4.2383 | 4.7203
Poush 23, 2072 | 4.04 | 4.1114 | 4.1997 | 4.6727
Poush 24, 2072 | 3.97 | 4.0729 | 4.159 | 4.6211
Poush 25, 2072 | 3.92 | 4.03 | 4.1223 | 4.5682
Poush 26, 2072 | 3.92 | 3.9943 | 4.085 | 4.5162
Poush 27, 2072 | 3.84 | 3.9614 | 4.0483 | 4.4645
Poush 28, 2072 | 3.8 | 3.93 | 4.076 | 4.4142
Poush 29, 2072 | 3.71 | 3.8857 | 4.0333 | 4.3622
Poush 30, 2072 | 3.69 | 3.8357 | 3.9933 | 4.3112
Poush 31, 2072 | 3.58 | 3.78 | 3.9473 | 4.2578
Poush 32, 2072 | 3.65 | 3.7414 | 3.908 | 4.2105
Magh 1, 2072 | 3.57 | 3.6914 | 3.8647 | 4.1608
Magh 2, 2072 | 3.62 | 3.66 | 3.828 | 4.1148
Magh 3, 2072 | 3.58 | 3.6286 | 3.7953 | 4.0685
Magh 4, 2072 | 3.56 | 3.6071 | 3.7647 | 4.0265
Magh 5, 2072 | 3.59 | 3.5929 | 3.736 | 3.9872
Magh 6, 2072 | 3.5 | 3.5814 | 3.7 | 3.9498
Magh 7, 2072 | 3.47 | 3.5557 | 3.6667 | 3.9128
Magh 8, 2072 | 3.53 | 3.55 | 3.6407 | 3.8815
Magh 9, 2072 | 3.54 | 3.5386 | 3.6153 | 3.8502
Magh 10, 2072 | 3.55 | 3.5343 | 3.596 | 3.8222
Magh 13, 2072 | 3.435 | 3.5164 | 3.5717 | 3.8238
Magh 14, 2072 | 3.58 | 3.515 | 3.563 | 3.7982
Magh 15, 2072 | 3.52 | 3.5179 | 3.5517 | 3.7725
Magh 16, 2072 | 3.47 | 3.5179 | 3.5443 | 3.7458
Magh 17, 2072 | 3.47 | 3.5093 | 3.5323 | 3.7202
Magh 18, 2072 | 3.6 | 3.5179 | 3.5343 | 3.6995
Magh 19, 2072 | 4.01 | 3.5836 | 3.5603 | 3.6942
Magh 20, 2072 | 3.88 | 3.6471 | 3.5803 | 3.6878
Magh 21, 2072 | 3.81 | 3.68 | 3.597 | 3.6808
Magh 22, 2072 | 3.67 | 3.7014 | 3.6023 | 3.6692
Magh 23, 2072 | 3.62 | 3.7229 | 3.6103 | 3.6552
Magh 24, 2072 | 3.51 | 3.7286 | 3.613 | 3.6398
Magh 25, 2072 | 3.41 | 3.7014 | 3.605 | 3.6228
Magh 26, 2072 | 3.43 | 3.6186 | 3.5977 | 3.6065
Magh 27, 2072 | 3.37 | 3.5457 | 3.5857 | 3.5908
Magh 28, 2072 | 3.31 | 3.4743 | 3.5773 | 3.5745
Magh 29, 2072 | 3.25 | 3.4143 | 3.5553 | 3.5592
Magh 30, 2072 | 3.36 | 3.3771 | 3.5447 | 3.5482
Magh 31, 2072 | 3.24 | 3.3386 | 3.5293 | 3.5368
Magh 32, 2072 | 3.15 | 3.3014 | 3.508 | 3.5202
Falgun 1, 2072 | 3.06 | 3.2486 | 3.472 | 3.5032
Falgun 2, 2072 | 3.08 | 3.2071 | 3.41 | 3.4852
Falgun 3, 2072 | 3.03 | 3.1671 | 3.3533 | 3.4668
Falgun 4, 2072 | 3.01 | 3.1329 | 3.3 | 3.4485
Falgun 5, 2072 | 3.01 | 3.0829 | 3.256 | 3.4292
Falgun 6, 2072 | 3.11 | 3.0643 | 3.222 | 3.4162
Falgun 7, 2072 | 2.97 | 3.0386 | 3.186 | 3.3995
Falgun 8, 2072 | 2.92 | 3.0186 | 3.1533 | 3.3792
Falgun 9, 2072 | 2.92 | 2.9957 | 3.1193 | 3.3585
Falgun 13, 2072 | 2.715 | 2.9507 | 3.0757 | 3.3307
Falgun 14, 2072 | 2.83 | 2.925 | 3.0437 | 3.3105
Falgun 15, 2072 | 2.67 | 2.8764 | 3.005 | 3.2802
Falgun 16, 2072 | 2.77 | 2.8279 | 2.9657 | 3.2552
Falgun 17, 2072 | 2.65 | 2.7821 | 2.9263 | 3.2278
Falgun 18, 2072 | 2.64 | 2.7421 | 2.8923 | 3.2002
Falgun 19, 2072 | 2.66 | 2.705 | 2.8657 | 3.1688
Falgun 20, 2072 | 2.79 | 2.7157 | 2.8463 | 3.1282
Falgun 21, 2072 | 2.81 | 2.7129 | 2.8317 | 3.0925
Falgun 22, 2072 | 2.59 | 2.7014 | 2.8037 | 3.0518
Falgun 23, 2072 | 2.63 | 2.6814 | 2.7783 | 3.0172
Falgun 24, 2072 | 2.6 | 2.6743 | 2.7443 | 2.9832
Falgun 25, 2072 | 2.6 | 2.6686 | 2.7197 | 2.9528
Falgun 26, 2072 | 2.57 | 2.6557 | 2.6963 | 2.9248
Falgun 27, 2072 | 2.47 | 2.61 | 2.6663 | 2.8928
Falgun 28, 2072 | 2.49 | 2.5643 | 2.6513 | 2.8635
Falgun 29, 2072 | 2.45 | 2.5443 | 2.626 | 2.8348
Falgun 30, 2072 | 2.47 | 2.5214 | 2.6127 | 2.8088
Falgun 31, 2072 | 2.58 | 2.5186 | 2.6 | 2.7828
Falgun 32, 2072 | 2.42 | 2.4929 | 2.5847 | 2.7555
Chaitra 1, 2072 | 2.43 | 2.4729 | 2.5707 | 2.7315
Chaitra 2, 2072 | 2.46 | 2.4714 | 2.5573 | 2.7115
Chaitra 3, 2072 | 2.6 | 2.4871 | 2.5447 | 2.6955
Chaitra 4, 2072 | 3.14 | 2.5857 | 2.5667 | 2.6992
Chaitra 5, 2072 | 2.84 | 2.6386 | 2.5833 | 2.6935
Chaitra 6, 2072 | 2.69 | 2.6543 | 2.5873 | 2.6828
Chaitra 7, 2072 | 2.49 | 2.6643 | 2.58 | 2.6622
Chaitra 8, 2072 | 2.46 | 2.6686 | 2.5707 | 2.6452
Chaitra 9, 2072 | 2.39 | 2.6586 | 2.5587 | 2.6275
Chaitra 10, 2072 | 2.35 | 2.6229 | 2.5507 | 2.6085
Chaitra 13, 2072 | 2.15 | 2.4814 | 2.528 | 2.5897
Chaitra 14, 2072 | 2.47 | 2.4286 | 2.5293 | 2.5777
Chaitra 15, 2072 | 2.34 | 2.3786 | 2.5207 | 2.5667
Chaitra 16, 2072 | 2.17 | 2.3329 | 2.4933 | 2.5467
Chaitra 17, 2072 | 2.12 | 2.2843 | 2.4733 | 2.529
Chaitra 18, 2072 | 2.06 | 2.2371 | 2.4487 | 2.5097
Chaitra 19, 2072 | 1.99 | 2.1857 | 2.4173 | 2.4873
Chaitra 20, 2072 | 1.96 | 2.1586 | 2.3747 | 2.4597
Chaitra 21, 2072 | 1.95 | 2.0843 | 2.2953 | 2.431
Chaitra 22, 2072 | 1.9 | 2.0214 | 2.2327 | 2.408
Chaitra 23, 2072 | 1.83 | 1.9729 | 2.1753 | 2.3813
Chaitra 24, 2072 | 1.82 | 1.93 | 2.1307 | 2.3553
Chaitra 25, 2072 | 1.82 | 1.8957 | 2.088 | 2.3293
Chaitra 26, 2072 | 1.86 | 1.8771 | 2.0527 | 2.3057
Chaitra 27, 2072 | 1.95 | 1.8757 | 2.026 | 2.2883
Chaitra 28, 2072 | 1.94 | 1.8743 | 2.012 | 2.27
Chaitra 29, 2072 | 1.96 | 1.8829 | 1.978 | 2.2537
Chaitra 30, 2072 | 3.4 | 2.1071 | 2.0487 | 2.2847
Chaitra 31, 2072 | 2.93 | 2.2657 | 2.0993 | 2.2963
Chaitra 32, 2072 | 2.57 | 2.3729 | 2.1293 | 2.3013
Baishakh 1, 2073 | 2.5 | 2.4643 | 2.1587 | 2.3037
Baishakh 2, 2073 | 2.38 | 2.5257 | 2.1847 | 2.301
Baishakh 3, 2073 | 2.31 | 2.5786 | 2.208 | 2.2913
Baishakh 4, 2073 | 2.22 | 2.6157 | 2.226 | 2.2607
Baishakh 5, 2073 | 2.13 | 2.4343 | 2.2413 | 2.237
Baishakh 6, 2073 | 2.02 | 2.3043 | 2.254 | 2.2147
Baishakh 7, 2073 | 2.01 | 2.2243 | 2.2667 | 2.1987
Baishakh 8, 2073 | 1.88 | 2.1357 | 2.2707 | 2.1793
Baishakh 9, 2073 | 1.85 | 2.06 | 2.27 | 2.1613
Baishakh 10, 2073 | 1.85 | 1.9943 | 2.2633 | 2.1447
Baishakh 13, 2073 | 3.34 | 2.1543 | 2.3567 | 2.1843
Baishakh 14, 2073 | 1.86 | 2.1157 | 2.35 | 2.164
Baishakh 15, 2073 | 1.84 | 2.09 | 2.246 | 2.1473
Baishakh 16, 2073 | 1.84 | 2.0657 | 2.1733 | 2.1363
Baishakh 17, 2073 | 1.79 | 2.0529 | 2.1213 | 2.1253
Baishakh 18, 2073 | 1.98 | 2.0714 | 2.0867 | 2.1227
Baishakh 19, 2073 | 2.38 | 2.1471 | 2.0867 | 2.1357
Baishakh 20, 2073 | 2.13 | 1.9743 | 2.0747 | 2.1413
Baishakh 21, 2073 | 2.03 | 1.9986 | 2.062 | 2.144
Baishakh 22, 2073 | 1.92 | 2.01 | 2.048 | 2.1447
Baishakh 23, 2073 | 1.87 | 2.0143 | 2.038 | 2.146
Baishakh 24, 2073 | 1.8432 | 2.0219 | 2.0269 | 2.1468
Baishakh 25, 2073 | 1.83 | 2.0005 | 2.0235 | 2.1471
Baishakh 26, 2073 | 1.62 | 1.8919 | 2.0082 | 2.1391
Baishakh 27, 2073 | 1.6 | 1.8162 | 1.9915 | 2.1274
Baishakh 28, 2073 | 1.54 | 1.7462 | 1.8715 | 2.1141
Baishakh 29, 2073 | 1.45 | 1.679 | 1.8442 | 2.0971
Baishakh 30, 2073 | 1.35 | 1.6047 | 1.8115 | 2.0288
Baishakh 31, 2073 | 1.35 | 1.5343 | 1.7789 | 1.9761
Baishakh 32, 2073 | 1.35 | 1.4657 | 1.7495 | 1.9354
Jestha 1, 2073 | 1.33 | 1.4243 | 1.7062 | 1.8964
Jestha 2, 2073 | 1.33 | 1.3857 | 1.6362 | 1.8614
Jestha 3, 2073 | 1.5 | 1.38 | 1.5942 | 1.8344
Jestha 4, 2073 | 1.66 | 1.41 | 1.5695 | 1.8158
Jestha 5, 2073 | 3.72 | 1.7486 | 1.6895 | 1.8688
Jestha 6, 2073 | 2.61 | 1.9286 | 1.7389 | 1.8884
Jestha 7, 2073 | 2.22 | 2.0529 | 1.764 | 1.8954
Jestha 8, 2073 | 1.99 | 2.1471 | 1.7747 | 1.8991
Jestha 9, 2073 | 1.79 | 2.2129 | 1.786 | 1.8971
Jestha 10, 2073 | 2.57 | 2.3657 | 1.8507 | 1.9211
Jestha 11, 2073 | 3.57 | 2.6386 | 1.986 | 1.9288
Jestha 13, 2073 | 6.5374 | 3.0411 | 2.3252 | 2.0847
Jestha 14, 2073 | 3.4 | 3.1539 | 2.4618 | 2.1367
Jestha 15, 2073 | 7.5331 | 3.9129 | 2.874 | 2.3265
Jestha 16, 2073 | 4.79 | 4.3129 | 3.1034 | 2.4265
Jestha 17, 2073 | 17.4222 | 6.5461 | 4.1762 | 2.9412
Jestha 18, 2073 | 6.0499 | 7.0432 | 4.4908 | 3.0635
Jestha 19, 2073 | 5.7747 | 7.3582 | 4.7758 | 3.185
Jestha 20, 2073 | 21.4833 | 9.4933 | 6.0974 | 3.8335
Jestha 21, 2073 | 7.354 | 10.0582 | 6.3396 | 4.0146
Jestha 22, 2073 | 5.4766 | 9.7644 | 6.5308 | 4.1348
Jestha 23, 2073 | 5.2264 | 9.8267 | 6.7312 | 4.2476
Jestha 24, 2073 | 6.0982 | 8.209 | 7.0051 | 4.3899
Jestha 25, 2073 | 6.8597 | 8.3247 | 7.343 | 4.5645
Jestha 26, 2073 | 6.7597 | 8.4654 | 7.6224 | 4.7365
Jestha 27, 2073 | 9.9586 | 6.819 | 8.0483 | 5.0171
Jestha 28, 2073 | 12.252 | 7.5187 | 8.4292 | 5.3772
Jestha 29, 2073 | 9.703 | 8.1225 | 8.8494 | 5.6556
Jestha 30, 2073 | 9.9487 | 8.7971 | 9.0105 | 5.9423
Jestha 31, 2073 | 8.9459 | 9.2039 | 9.2875 | 6.1954
Jestha 32, 2073 | 9.4682 | 9.5766 | 8.7573 | 6.4667
Ashadh 1, 2073 | 11.3632 | 10.2342 | 9.1115 | 6.8012
Ashadh 2, 2073 | 13.7474 | 10.7755 | 9.643 | 7.2094
Ashadh 3, 2073 | 13.4194 | 10.9423 | 9.1054 | 7.6014
Ashadh 4, 2073 | 11.5932 | 11.2123 | 9.388 | 7.8638
Ashadh 5, 2073 | 11.3079 | 11.4065 | 9.7768 | 8.1538
Ashadh 6, 2073 | 9.6825 | 11.5117 | 10.0738 | 8.4025
Ashadh 7, 2073 | 8.3131 | 11.3467 | 10.2215 | 8.6133
Ashadh 8, 2073 | 7.8327 | 10.8423 | 10.2864 | 8.8147
Ashadh 9, 2073 | 8.0674 | 10.0309 | 10.3735 | 8.9979
Ashadh 10, 2073 | 10.471 | 9.6097 | 10.4077 | 9.228
Ashadh 11, 2073 | 14.6201 | 10.0421 | 10.5656 | 9.4974
Ashadh 12, 2073 | 13.1501 | 10.3053 | 10.7954 | 9.8224
Ashadh 13, 2073 | 51.8749 | 16.3327 | 13.5905 | 11.3005
Ashadh 14, 2073 | 34.6597 | 20.0965 | 15.3047 | 12.2961
Ashadh 15, 2073 | 36.971 | 24.2592 | 17.1382 | 12.9477
Ashadh 16, 2073 | 40.573 | 28.9028 | 19.0855 | 14.0985
Ashadh 17, 2073 | 48.9507 | 34.3999 | 21.4324 | 15.5377
Ashadh 18, 2073 | 50.8721 | 39.5788 | 23.9293 | 16.5173
Ashadh 19, 2073 | 53.1434 | 45.2921 | 26.6993 | 18.0437
Ashadh 20, 2073 | 52.5119 | 45.3831 | 29.4462 | 19.6115
Ashadh 21, 2073 | 48.8798 | 47.4145 | 32.0594 | 21.0666
Ashadh 22, 2073 | 63.4709 | 51.2002 | 35.7366 | 22.979
Ashadh 23, 2073 | 64.2927 | 54.5888 | 39.5006 | 24.8935
Ashadh 24, 2073 | 61.879 | 56.4357 | 43.088 | 26.7308
Ashadh 25, 2073 | 48.5027 | 56.0972 | 45.6234 | 28.0156
Ashadh 26, 2073 | 44.8053 | 54.906 | 47.6358 | 29.1007
Ashadh 27, 2073 | 43.9321 | 53.6803 | 49.6879 | 30.2417
Ashadh 28, 2073 | 40.8442 | 52.5324 | 48.9525 | 31.2715
Ashadh 29, 2073 | 444.4478 | 106.9577 | 76.2717 | 45.7882
Ashadh 30, 2073 | 82.2382 | 109.5213 | 79.2896 | 48.2139
Ashadh 31, 2073 | 78.2087 | 111.8541 | 81.7986 | 50.4421
Ashadh 32, 2073 | 77.4151 | 115.9845 | 83.6962 | 52.5643
Shrawan 1, 2073 | 80.168 | 121.0363 | 85.6493 | 54.7893
Shrawan 2, 2073 | 78.168 | 125.9271 | 87.3176 | 57.0085
Shrawan 3, 2073 | 74.1922 | 130.6911 | 88.763 | 59.1046
Shrawan 4, 2073 | 59.2799 | 75.6672 | 89.4563 | 60.7578
Shrawan 5, 2073 | 57.1807 | 72.0875 | 89.037 | 62.3868
Shrawan 6, 2073 | 78.5548 | 72.1369 | 89.9878 | 64.7442
Shrawan 7, 2073 | 78.168 | 72.2445 | 91.0737 | 67.0808
Shrawan 8, 2073 | 74.8561 | 71.4857 | 92.8306 | 69.227
Shrawan 9, 2073 | 76.3893 | 71.2316 | 94.9362 | 71.286
Shrawan 10, 2073 | 64.539 | 69.8525 | 96.31 | 72.999
Shrawan 11, 2073 | 57.9122 | 69.6572 | 97.4479 | 73.2002
Shrawan 13, 2073 | 60.7191 | 70.1627 | 71.866 | 74.0688
Shrawan 14, 2073 | 77.0842 | 69.9526 | 71.5224 | 75.406
Shrawan 15, 2073 | 78.9616 | 70.0659 | 71.5725 | 76.6856
Shrawan 16, 2073 | 78.5261 | 70.5902 | 71.6466 | 77.6714
Shrawan 17, 2073 | 79.3682 | 71.0158 | 71.5933 | 78.6213
Shrawan 18, 2073 | 80.1485 | 73.2457 | 71.7253 | 79.5215
Shrawan 19, 2073 | 502.8885 | 136.8137 | 100.3051 | 94.534
Shrawan 20, 2073 | 88.882 | 140.837 | 102.2786 | 95.8674
Shrawan 21, 2073 | 80.5615 | 141.3338 | 103.8373 | 96.4371
Shrawan 22, 2073 | 79.3418 | 141.3881 | 103.8897 | 96.9388
Shrawan 23, 2073 | 833.3626 | 249.2219 | 154.2361 | 122.6549
Shrawan 24, 2073 | 254.5753 | 274.2514 | 166.2173 | 129.524
Shrawan 25, 2073 | 128.8454 | 281.2081 | 169.7144 | 132.3253
Shrawan 26, 2073 | 120.1054 | 226.5248 | 173.4188 | 134.8644
Shrawan 27, 2073 | 83.0578 | 225.6928 | 175.0952 | 136.2715
Shrawan 28, 2073 | 83.0578 | 226.0494 | 176.5844 | 124.2252
Shrawan 29, 2073 | 82.9604 | 226.5664 | 176.9762 | 124.2493
Shrawan 30, 2073 | 77.0842 | 118.5266 | 176.851 | 124.2118
Shrawan 31, 2073 | 73.7958 | 92.701 | 176.5357 | 124.0911
Shrawan 32, 2073 | 67.761 | 83.9746 | 175.7619 | 123.6776
Bhadra 1, 2073 | 59.8955 | 75.3732 | 174.4117 | 123.0685
Bhadra 2, 2073 | 59.171 | 71.9608 | 144.8305 | 122.5678
Bhadra 3, 2073 | 57.4158 | 68.2976 | 142.7327 | 122.5056
Bhadra 4, 2073 | 43.9488 | 62.7246 | 140.2919 | 122.0646
Bhadra 5, 2073 | 42.0559 | 57.7205 | 137.8062 | 120.848
Bhadra 6, 2073 | 48.241 | 54.0698 | 85.4647 | 119.8504
Bhadra 7, 2073 | 51.9458 | 51.8105 | 71.9561 | 119.0867
Bhadra 8, 2073 | 47.2401 | 50.0026 | 66.5157 | 118.1151
Bhadra 9, 2073 | 48.469 | 48.4738 | 61.74 | 117.5794
Bhadra 10, 2073 | 46.9548 | 46.9793 | 59.3331 | 117.2142
Bhadra 11, 2073 | 47.8012 | 47.5297 | 56.9827 | 116.7836
Bhadra 12, 2073 | 47.2401 | 48.2703 | 54.6013 | 115.7888
Bhadra 13, 2073 | 61.9417 | 50.2275 | 53.5918 | 115.2214
Bhadra 14, 2073 | 41.8082 | 48.7793 | 51.4593 | 113.9975
Bhadra 15, 2073 | 36.0348 | 47.1785 | 49.3442 | 112.553
Bhadra 16, 2073 | 33.8739 | 45.0935 | 47.6095 | 111.0106
Bhadra 17, 2073 | 31.1813 | 42.8402 | 45.7435 | 95.287
Bhadra 18, 2073 | 30.5174 | 40.3711 | 43.9503 | 93.3415
Bhadra 19, 2073 | 29.2797 | 37.8053 | 42.9723 | 91.6321
Bhadra 20, 2073 | 28.1207 | 32.9737 | 42.0433 | 89.9247
Bhadra 21, 2073 | 27.19 | 30.8854 | 40.6399 | 63.0523
Bhadra 22, 2073 | 25.3153 | 29.3541 | 38.8646 | 55.4103
Bhadra 23, 2073 | 23.2553 | 27.8371 | 37.2656 | 51.8907
Bhadra 24, 2073 | 21.6944 | 26.4818 | 35.4806 | 48.6103
Bhadra 25, 2073 | 21.3828 | 25.1769 | 33.7758 | 46.5545
Bhadra 26, 2073 | 58.2567 | 29.3165 | 34.4728 | 45.7277
Bhadra 27, 2073 | 76.0971 | 36.1702 | 36.3966 | 45.499
Bhadra 28, 2073 | 48.7086 | 39.2443 | 35.5144 | 44.5531
Bhadra 29, 2073 | 71.1415 | 45.7909 | 37.47 | 44.4646
Bhadra 30, 2073 | 73.4019 | 52.9547 | 39.9611 | 44.6527
Bhadra 31, 2073 | 73.4651 | 60.3505 | 42.6005 | 45.105
Bhadra 32, 2073 | 63.1022 | 66.3104 | 44.7286 | 45.236
Ashwin 1, 2073 | 53.9803 | 65.6995 | 46.2928 | 45.1215
Ashwin 2, 2073 | 48.613 | 61.7732 | 47.5817 | 45.277
Ashwin 3, 2073 | 97.8817 | 68.798 | 52.2324 | 47.1379
Ashwin 4, 2073 | 86.7253 | 71.0242 | 56.2014 | 48.4207
Ashwin 5, 2073 | 89.0586 | 73.2609 | 60.451 | 49.6578
Ashwin 6, 2073 | 90.6551 | 75.7166 | 64.9443 | 51.1049
Ashwin 7, 2073 | 87.6754 | 79.2271 | 69.343 | 52.4118
Ashwin 8, 2073 | 84.8926 | 83.6431 | 73.577 | 53.6764
Ashwin 9, 2073 | 79.3076 | 88.0281 | 74.9804 | 54.7266
Ashwin 10, 2073 | 71.2377 | 84.2218 | 74.6565 | 55.5265
Ashwin 11, 2073 | 73.897 | 82.3892 | 76.3357 | 55.9251
Ashwin 13, 2073 | 50.9768 | 76.9489 | 74.9914 | 56.2307
Ashwin 14, 2073 | 115.2644 | 80.4645 | 77.7822 | 58.8717
Ashwin 15, 2073 | 95.6771 | 81.6076 | 79.263 | 60.9318
Ashwin 16, 2073 | 84.6309 | 81.5702 | 80.6982 | 62.7134
Ashwin 17, 2073 | 97.3288 | 84.1447 | 83.5881 | 64.9405
Ashwin 18, 2073 | 77.0842 | 84.9799 | 85.4862 | 66.5339
Ashwin 19, 2073 | 72.7966 | 84.8227 | 83.8139 | 68.0231
Ashwin 20, 2073 | 72.453 | 87.8907 | 82.8624 | 69.5319
Ashwin 21, 2073 | 65.8574 | 80.8326 | 81.3156 | 70.8833
Ashwin 22, 2073 | 59.229 | 75.6257 | 79.2206 | 72.0824
Ashwin 23, 2073 | 52.0251 | 70.9677 | 76.8439 | 73.0935
Ashwin 24, 2073 | 44.8318 | 63.4681 | 74.1732 | 73.8751
Ashwin 25, 2073 | 44.8318 | 58.8607 | 71.8748 | 73.4276
Ashwin 26, 2073 | 41.4856 | 54.3877 | 69.8913 | 72.2739
Ashwin 27, 2073 | 38.3489 | 49.5157 | 67.5214 | 71.9285
Ashwin 28, 2073 | 35.735 | 45.2125 | 66.5053 | 70.7483
Ashwin 29, 2073 | 35.1775 | 41.7765 | 61.1662 | 69.4742
Ashwin 30, 2073 | 41.976 | 40.3409 | 57.5861 | 68.4245
Ashwin 31, 2073 | 59.1626 | 42.3882 | 55.8882 | 68.2932
Ashwin 32, 2073 | 64.3545 | 45.1772 | 53.6899 | 68.639
Kartik 1, 2073 | 44.8658 | 45.66 | 51.542 | 68.5141
Kartik 2, 2073 | 44.8658 | 46.591 | 49.68 | 66.7469
Kartik 3, 2073 | 45.3035 | 47.958 | 47.87 | 65.3662
Kartik 4, 2073 | 46.1967 | 49.5321 | 46.5593 | 63.9375
Kartik 5, 2073 | 45.7472 | 50.0709 | 45.6605 | 62.4405
Kartik 6, 2073 | 43.1392 | 47.7818 | 45.0681 | 60.956
Kartik 7, 2073 | 32.5307 | 43.2356 | 44.2481 | 59.2106
Kartik 8, 2073 | 31.5712 | 41.3363 | 43.364 | 57.6194
Kartik 9, 2073 | 30.057 | 39.2208 | 42.6021 | 56.2467
Kartik 10, 2073 | 26.4128 | 36.5221 | 41.8064 | 54.6639
Kartik 13, 2073 | 16.2642 | 32.246 | 40.5083 | 53.5068
Kartik 14, 2073 | 24.284 | 29.1799 | 39.7821 | 50.4741
Kartik 15, 2073 | 22.9063 | 26.2895 | 38.5108 | 48.0484
Kartik 16, 2073 | 20.9428 | 24.634 | 35.9628 | 45.9255
Kartik 17, 2073 | 19.9996 | 22.981 | 33.0058 | 43.3479
Kartik 18, 2073 | 19.4023 | 21.4588 | 31.3082 | 41.4251
Kartik 19, 2073 | 18.5197 | 20.3313 | 29.5518 | 39.6159
Kartik 20, 2073 | 18.5197 | 20.6535 | 27.7662 | 37.8181
Kartik 21, 2073 | 18.2438 | 19.7906 | 25.9027 | 36.231
Kartik 22, 2073 | 16.6685 | 18.8995 | 23.9641 | 34.8123
Kartik 23, 2073 | 16.5 | 18.2648 | 22.1882 | 33.6281
Kartik 24, 2073 | 16.3926 | 17.7495 | 21.1123 | 32.6802
Kartik 25, 2073 | 16.1167 | 17.2801 | 20.082 | 31.723
Kartik 26, 2073 | 15.5844 | 16.8608 | 19.1172 | 30.8596
Kartik 27, 2073 | 15.3282 | 16.4049 | 18.3782 | 30.0923
Kartik 28, 2073 | 15.0721 | 15.9518 | 18.2987 | 29.4035
Kartik 29, 2073 | 14.5975 | 15.6559 | 17.6529 | 28.7175
Kartik 30, 2073 | 14.5808 | 15.3818 | 17.0979 | 27.8043
Kartik 31, 2073 | 12.6706 | 14.85 | 16.5464 | 26.2546
Kartik 32, 2073 | 11.4937 | 14.1896 | 15.9794 | 24.4926
Mangsir 1, 2073 | 10.9326 | 13.5251 | 15.4147 | 23.3615
Mangsir 2, 2073 | 10.3555 | 12.8147 | 14.8704 | 22.2111
Mangsir 3, 2073 | 9.577 | 12.0297 | 14.2743 | 21.0202
Mangsir 4, 2073 | 9.577 | 11.3124 | 13.6965 | 19.7996
Mangsir 5, 2073 | 9.3314 | 10.5625 | 13.2073 | 18.5857
Mangsir 6, 2073 | 9.0857 | 10.0504 | 12.7131 | 17.4506
Mangsir 7, 2073 | 8.8509 | 9.6729 | 12.2103 | 16.6613
Mangsir 8, 2073 | 8.3929 | 9.3101 | 11.6954 | 15.8887
Mangsir 9, 2073 | 8.3929 | 9.0297 | 11.2159 | 15.1665
Mangsir 10, 2073 | 8.1696 | 8.8286 | 10.7387 | 14.5584
Mangsir 13, 2073 | 7.5999 | 8.5462 | 10.2405 | 14.2696
Mangsir 14, 2073 | 7.7493 | 8.3202 | 9.784 | 13.7185
Mangsir 15, 2073 | 7.7493 | 8.1293 | 9.3286 | 13.2132
Mangsir 16, 2073 | 7.5509 | 7.9435 | 8.9872 | 12.7668
Mangsir 17, 2073 | 7.5509 | 7.8232 | 8.7244 | 12.3519
Mangsir 18, 2073 | 7.3525 | 7.6746 | 8.4857 | 11.9502
Mangsir 19, 2073 | 7.1678 | 7.5315 | 8.2732 | 11.5718
Mangsir 20, 2073 | 7.1678 | 7.4698 | 8.1126 | 11.1934
Mangsir 21, 2073 | 7.1678 | 7.3867 | 7.952 | 10.8242
Mangsir 22, 2073 | 6.9832 | 7.2773 | 7.7954 | 10.5014
Mangsir 23, 2073 | 7.0035 | 7.1991 | 7.6566 | 10.1848
Mangsir 24, 2073 | 6.9832 | 7.118 | 7.5321 | 9.8712
Mangsir 25, 2073 | 6.9832 | 7.0652 | 7.4381 | 9.5667
Mangsir 26, 2073 | 6.9832 | 7.0388 | 7.3441 | 9.28
Mangsir 27, 2073 | 6.3362 | 6.92 | 7.2219 | 8.9803
Mangsir 28, 2073 | 6.2008 | 6.7819 | 7.1286 | 8.6846
Mangsir 29, 2073 | 6.2045 | 6.6706 | 7.0256 | 8.4048
Mangsir 30, 2073 | 5.951 | 6.5203 | 6.9058 | 8.1172
Mangsir 31, 2073 | 5.8367 | 6.3565 | 6.7915 | 7.8894
Mangsir 32, 2073 | 5.56 | 6.1532 | 6.6588 | 7.6916
Poush 1, 2073 | 5.56 | 5.9499 | 6.5393 | 7.5125
Poush 2, 2073 | 5.56 | 5.839 | 6.4321 | 7.3526
Poush 3, 2073 | 5.47 | 5.7346 | 6.3189 | 7.2157
Poush 4, 2073 | 5.47 | 5.6297 | 6.2057 | 7.0788
Poush 5, 2073 | 5.47 | 5.561 | 6.1048 | 6.9501
Poush 6, 2073 | 5.36 | 5.4929 | 5.9953 | 6.8259
Poush 7, 2073 | 5.32 | 5.4586 | 5.8844 | 6.7082
Poush 8, 2073 | 5.2709 | 5.4173 | 5.7702 | 6.6042
Poush 9, 2073 | 5.2126 | 5.3677 | 5.6522 | 6.4982
Poush 10, 2073 | 5.0857 | 5.3128 | 5.5688 | 6.3954
Poush 13, 2073 | 4.5752 | 5.1849 | 5.4604 | 6.2945
Poush 14, 2073 | 4.9679 | 5.1132 | 5.378 | 6.2018
Poush 15, 2073 | 4.8332 | 5.0379 | 5.3035 | 6.1046
Poush 16, 2073 | 4.7426 | 4.9555 | 5.2305 | 6.011
Poush 17, 2073 | 4.7711 | 4.884 | 5.178 | 5.9184
Poush 18, 2073 | 4.73 | 4.8151 | 5.1226 | 5.8309
Poush 19, 2073 | 4.72 | 4.7629 | 5.0666 | 5.7493
Poush 20, 2073 | 4.5768 | 4.7631 | 5.0071 | 5.663
Poush 21, 2073 | 4.5716 | 4.7065 | 4.9472 | 5.5764
Poush 22, 2073 | 4.5134 | 4.6608 | 4.8834 | 5.4941
Poush 23, 2073 | 4.411 | 4.6134 | 4.8201 | 5.4077
Poush 24, 2073 | 4.411 | 4.562 | 4.7595 | 5.322
Poush 25, 2073 | 4.3877 | 4.5131 | 4.7007 | 5.2354
Poush 26, 2073 | 4.3385 | 4.4586 | 4.6424 | 5.1473
Poush 27, 2073 | 4.2997 | 4.419 | 4.59 | 5.0794
Poush 28, 2073 | 4.2828 | 4.3777 | 4.5705 | 5.0155
Poush 29, 2073 | 4.2362 | 4.3382 | 4.5217 | 4.9499
Poush 30, 2073 | 4.1401 | 4.2994 | 4.4755 | 4.8895
Poush 31, 2073 | 4.3558 | 4.2916 | 4.4497 | 4.8401
Poush 32, 2073 | 4.3258 | 4.2827 | 4.42 | 4.799
Magh 1, 2073 | 4.411 | 4.2931 | 4.3988 | 4.7607
Magh 2, 2073 | 4.3826 | 4.3049 | 4.3763 | 4.7214
Magh 3, 2073 | 4.2686 | 4.3029 | 4.3557 | 4.6814
Magh 4, 2073 | 4.3269 | 4.3158 | 4.3394 | 4.6433
Magh 5, 2073 | 4.26 | 4.333 | 4.3225 | 4.603
Magh 6, 2073 | 4.1948 | 4.3099 | 4.3081 | 4.5641
Magh 7, 2073 | 4.121 | 4.2807 | 4.2888 | 4.5242
Magh 8, 2073 | 4.0355 | 4.227 | 4.2653 | 4.483
Magh 9, 2073 | 4.0329 | 4.1771 | 4.2449 | 4.4436
Magh 13, 2073 | 3.7267 | 4.0997 | 4.2067 | 4.3983
Magh 14, 2073 | 3.93 | 4.043 | 4.1832 | 4.3768
Magh 15, 2073 | 3.88 | 3.9887 | 4.1594 | 4.3406
Magh 16, 2073 | 3.84 | 3.938 | 4.1394 | 4.3075
Magh 17, 2073 | 3.8 | 3.8922 | 4.1024 | 4.2761
Magh 18, 2073 | 3.7726 | 3.8546 | 4.0655 | 4.2428
Magh 19, 2073 | 3.7117 | 3.8087 | 4.0189 | 4.2088
Magh 20, 2073 | 3.6586 | 3.799 | 3.9706 | 4.1735
Magh 21, 2073 | 3.5874 | 3.7501 | 3.9252 | 4.1405
Magh 22, 2073 | 3.5848 | 3.7079 | 3.8757 | 4.1076
Magh 23, 2073 | 3.5926 | 3.6726 | 3.8312 | 4.0769
Magh 24, 2073 | 3.4916 | 3.6285 | 3.7844 | 4.0462
Magh 25, 2073 | 3.41 | 3.5767 | 3.737 | 4.0129
Magh 26, 2073 | 3.8753 | 3.6001 | 3.7263 | 3.9958
Magh 27, 2073 | 4.9174 | 3.7799 | 3.7853 | 4.0151
Magh 28, 2073 | 4.5641 | 3.9194 | 3.8411 | 4.0239
Magh 29, 2073 | 4.1533 | 4.0006 | 3.856 | 4.0196
Magh 30, 2073 | 3.9883 | 4.0572 | 3.8632 | 4.0113
Magh 31, 2073 | 3.9408 | 4.1213 | 3.8699 | 4.0047
Magh 32, 2073 | 3.8581 | 4.1853 | 3.8738 | 3.9881
Falgun 1, 2073 | 3.81 | 4.176 | 3.8763 | 3.9709
Falgun 2, 2073 | 3.7622 | 4.011 | 3.8796 | 3.9493
Falgun 3, 2073 | 3.7299 | 3.8918 | 3.8844 | 3.9275
Falgun 4, 2073 | 3.66 | 3.8213 | 3.8892 | 3.9072
Falgun 5, 2073 | 3.6923 | 3.779 | 3.8964 | 3.8861
Falgun 6, 2073 | 3.4864 | 3.7141 | 3.8893 | 3.8603
Falgun 7, 2073 | 3.4359 | 3.6538 | 3.8856 | 3.835
Falgun 8, 2073 | 3.36 | 3.5895 | 3.8823 | 3.8096
Falgun 9, 2073 | 3.3038 | 3.524 | 3.8442 | 3.7852
Falgun 13, 2073 | 3.2391 | 3.4539 | 3.7323 | 3.7588
Falgun 14, 2073 | 3.19 | 3.3868 | 3.6407 | 3.7409
Falgun 15, 2073 | 3.1847 | 3.3143 | 3.5761 | 3.716
Falgun 16, 2073 | 3.1355 | 3.2641 | 3.5192 | 3.6912
Falgun 17, 2073 | 3.1303 | 3.2205 | 3.4652 | 3.6676
Falgun 18, 2073 | 3.0681 | 3.1788 | 3.4125 | 3.6432
Falgun 19, 2073 | 3.03 | 3.1397 | 3.3605 | 3.6184
Falgun 20, 2073 | 2.9801 | 3.1027 | 3.3084 | 3.594
Falgun 21, 2073 | 3.0073 | 3.0766 | 3.2602 | 3.5723
Falgun 22, 2073 | 2.9594 | 3.0444 | 3.2135 | 3.5514
Falgun 23, 2073 | 2.8609 | 3.0051 | 3.1581 | 3.5272
Falgun 24, 2073 | 2.8376 | 2.9633 | 3.1148 | 3.5021
Falgun 25, 2073 | 2.8493 | 2.9321 | 3.0757 | 3.4807
Falgun 26, 2073 | 2.8221 | 2.9024 | 3.0399 | 3.4611
Falgun 27, 2073 | 2.7329 | 2.8671 | 3.0018 | 3.423
Falgun 28, 2073 | 2.6529 | 2.8164 | 2.9627 | 3.3475
Falgun 29, 2073 | 2.7811 | 2.791 | 2.9355 | 3.2881
Falgun 30, 2073 | 2.71 | 2.7694 | 2.9038 | 3.24
Falgun 31, 2073 | 2.686 | 2.7478 | 2.8739 | 3.1966
Falgun 32, 2073 | 2.6801 | 2.7236 | 2.8438 | 3.1545
Chaitra 1, 2073 | 2.5516 | 2.6849 | 2.8094 | 3.111
Chaitra 2, 2073 | 2.4739 | 2.6479 | 2.7723 | 3.0664
Chaitra 3, 2073 | 2.4555 | 2.6198 | 2.7374 | 3.0229
Chaitra 4, 2073 | 2.4351 | 2.5703 | 2.6992 | 2.9797
Chaitra 5, 2073 | 2.338 | 2.5172 | 2.6578 | 2.9357
Chaitra 6, 2073 | 2.4066 | 2.4773 | 2.6275 | 2.8928
Chaitra 7, 2073 | 2.91 | 2.5101 | 2.6323 | 2.8736
Chaitra 8, 2073 | 3.8842 | 2.7005 | 2.7013 | 2.8885
Chaitra 9, 2073 | 4.2572 | 2.9552 | 2.797 | 2.9184
Chaitra 10, 2073 | 3.4413 | 3.096 | 2.8442 | 2.923
Chaitra 13, 2073 | 2.7244 | 3.1374 | 2.849 | 2.9059
Chaitra 14, 2073 | 3.1329 | 3.2509 | 2.8725 | 2.904
Chaitra 15, 2073 | 2.936 | 3.3266 | 2.8875 | 2.8957
Chaitra 16, 2073 | 2.8156 | 3.3131 | 2.8962 | 2.885
Chaitra 17, 2073 | 2.6667 | 3.1392 | 2.8953 | 2.8696
Chaitra 18, 2073 | 2.7521 | 2.9242 | 2.9086 | 2.859
Chaitra 19, 2073 | 3.1199 | 2.8782 | 2.9517 | 2.862
Chaitra 20, 2073 | 3.1206 | 2.9348 | 2.996 | 2.8667
Chaitra 21, 2073 | 2.7638 | 2.8821 | 3.018 | 2.8586
Chaitra 22, 2073 | 2.7573 | 2.8566 | 3.0459 | 2.8519
Chaitra 23, 2073 | 2.6809 | 2.8373 | 3.0642 | 2.8459
Chaitra 24, 2073 | 2.576 | 2.8244 | 3.0419 | 2.8371
Chaitra 25, 2073 | 4.4708 | 3.0699 | 3.081 | 2.8912
Chaitra 26, 2073 | 3.7234 | 3.1561 | 3.0455 | 2.9212
Chaitra 27, 2073 | 3.2199 | 3.1703 | 3.0307 | 2.9375
Chaitra 28, 2073 | 3.0842 | 3.2161 | 3.0547 | 2.9518
Chaitra 29, 2073 | 2.98 | 3.2479 | 3.0445 | 2.9585
Chaitra 30, 2073 | 3.0153 | 3.2957 | 3.0498 | 2.9687
Chaitra 31, 2073 | 2.9172 | 3.3444 | 3.0566 | 2.9764
Chaitra 32, 2073 | 2.5931 | 3.0762 | 3.0517 | 2.9735
Baishakh 1, 2074 | 2.9273 | 2.9624 | 3.0633 | 2.986
Baishakh 2, 2074 | 4.8659 | 3.1976 | 3.1797 | 3.0657
Baishakh 3, 2074 | 4.2585 | 3.3653 | 3.2556 | 3.1258
Baishakh 4, 2074 | 3.8573 | 3.4907 | 3.3285 | 3.1732
Baishakh 5, 2074 | 3.1901 | 3.5156 | 3.3573 | 3.2016
Baishakh 6, 2074 | 2.9476 | 3.52 | 3.3751 | 3.2197
Baishakh 7, 2074 | 2.6929 | 3.5342 | 3.3829 | 3.2124
Baishakh 8, 2074 | 2.5271 | 3.477 | 3.2533 | 3.1672
Baishakh 9, 2074 | 2.3911 | 3.1235 | 3.1645 | 3.105
Baishakh 10, 2074 | 2.2577 | 2.8377 | 3.1004 | 3.0655
Baishakh 11, 2074 | 2.3471 | 2.6219 | 3.0512 | 3.0529
Baishakh 13, 2074 | 3.8335 | 2.7138 | 3.1081 | 3.0763
Baishakh 14, 2074 | 5.8433 | 3.1275 | 3.2966 | 3.1732
Baishakh 15, 2074 | 3.3647 | 3.2235 | 3.3265 | 3.1915
Baishakh 16, 2074 | 2.9335 | 3.2815 | 3.3492 | 3.2004
Baishakh 17, 2074 | 2.7314 | 3.3302 | 3.3361 | 3.1997
Baishakh 18, 2074 | 2.7314 | 3.3978 | 3.1938 | 3.1868
Baishakh 19, 2074 | 3.46 | 3.5568 | 3.1406 | 3.1981
Baishakh 20, 2074 | 2.9814 | 3.4351 | 3.0822 | 3.2053
Baishakh 21, 2074 | 3.2565 | 3.0655 | 3.0866 | 3.222
Baishakh 22, 2074 | 5.3364 | 3.3472 | 3.2459 | 3.3105
Baishakh 23, 2074 | 4.8422 | 3.6199 | 3.3891 | 3.386
Baishakh 24, 2074 | 3.5621 | 3.7386 | 3.4581 | 3.3557
Baishakh 25, 2074 | 3.0901 | 3.7898 | 3.5047 | 3.3346
Baishakh 26, 2074 | 2.7547 | 3.6891 | 3.5379 | 3.3191
Baishakh 27, 2074 | 2.6382 | 3.64 | 3.5573 | 3.3043
Baishakh 28, 2074 | 2.563 | 3.541 | 3.4726 | 3.2904
Baishakh 29, 2074 | 8.146 | 3.9423 | 3.6261 | 3.4614
Baishakh 30, 2074 | 6.1916 | 4.1351 | 3.8146 | 3.5705
Baishakh 31, 2074 | 5.399 | 4.3975 | 3.9789 | 3.664
Baishakh 32, 2074 | 4.3474 | 4.5771 | 4.0867 | 3.7114
Jestha 1, 2074 | 3.8949 | 4.74 | 4.1642 | 3.679
Jestha 2, 2074 | 3.6693 | 4.8873 | 4.1782 | 3.6594
Jestha 3, 2074 | 3.4129 | 5.0087 | 4.207 | 3.6446
Jestha 4, 2074 | 3.173 | 4.2983 | 4.2014 | 3.644
Jestha 5, 2074 | 3.4442 | 3.9058 | 4.0752 | 3.6606
Jestha 6, 2074 | 3.2067 | 3.5926 | 3.9662 | 3.6777
Jestha 7, 2074 | 2.971 | 3.396 | 3.9268 | 3.6925
Jestha 8, 2074 | 2.7486 | 3.2322 | 3.904 | 3.7044
Jestha 9, 2074 | 4.4201 | 3.3395 | 4.0151 | 3.7765
Jestha 10, 2074 | 4.2414 | 3.4579 | 4.1219 | 3.8396
Jestha 11, 2074 | 4.9705 | 3.7146 | 4.2824 | 3.8775
Jestha 13, 2074 | 14.5059 | 5.2949 | 4.7064 | 4.1663
Jestha 14, 2074 | 14.753 | 6.9443 | 5.2772 | 4.5459
Jestha 15, 2074 | 12.2629 | 8.2718 | 5.7348 | 4.8569
Jestha 16, 2074 | 6.121 | 8.7535 | 5.853 | 4.9698
Jestha 17, 2074 | 11.8414 | 9.8137 | 6.3828 | 5.2735
Jestha 18, 2074 | 9.2289 | 10.5262 | 6.7534 | 5.4658
Jestha 19, 2074 | 10.183 | 11.2709 | 7.2048 | 5.7059
Jestha 20, 2074 | 8.7773 | 10.4525 | 7.5784 | 5.8899
Jestha 21, 2074 | 13.9961 | 10.3444 | 8.2818 | 6.1785
Jestha 22, 2074 | 9.2919 | 9.9199 | 8.6875 | 6.3269
Jestha 23, 2074 | 10.3654 | 10.5263 | 9.1805 | 6.5536
Jestha 24, 2074 | 11.7937 | 10.5195 | 9.7835 | 6.8438
Jestha 25, 2074 | 10.7861 | 10.7419 | 10.2079 | 7.1115
Jestha 26, 2074 | 10.4661 | 10.7824 | 10.6229 | 7.3724
Jestha 27, 2074 | 9.1213 | 10.8315 | 10.8996 | 7.591
Jestha 28, 2074 | 10.9794 | 10.4006 | 10.6645 | 7.6855
Jestha 29, 2074 | 9.4116 | 10.4177 | 10.3084 | 7.7928
Jestha 30, 2074 | 6.7645 | 9.9032 | 9.9418 | 7.8383
Jestha 31, 2074 | 10.1438 | 9.6675 | 10.21 | 8.0315
Jestha 32, 2074 | 10.7807 | 9.6668 | 10.1393 | 8.2611
Ashadh 1, 2074 | 7.1328 | 9.1906 | 9.9996 | 8.3765
Ashadh 2, 2074 | 17.0527 | 10.3236 | 10.4576 | 8.8312
Ashadh 3, 2074 | 12.8996 | 10.5979 | 10.7324 | 9.1554
Ashadh 4, 2074 | 10.2959 | 10.7243 | 10.4857 | 9.3838
Ashadh 5, 2074 | 7.344 | 10.807 | 10.3558 | 9.5217
Ashadh 6, 2074 | 10.4776 | 10.8547 | 10.3633 | 9.7719
Ashadh 7, 2074 | 12.2883 | 11.0701 | 10.3963 | 10.0899
Ashadh 8, 2074 | 11.0941 | 11.636 | 10.4168 | 10.3124
Ashadh 9, 2074 | 8.171 | 10.3672 | 10.2638 | 10.4433
Ashadh 10, 2074 | 8.9665 | 9.8053 | 10.2535 | 10.5765
Ashadh 11, 2074 | 10.4776 | 9.8313 | 10.22 | 10.4423
Ashadh 13, 2074 | 27.5847 | 12.7228 | 11.4316 | 10.87
Ashadh 14, 2074 | 16.411 | 13.5704 | 12.0747 | 11.0083
Ashadh 15, 2074 | 15.026 | 13.9615 | 12.4001 | 11.3051
Ashadh 16, 2074 | 8.3252 | 13.566 | 12.2364 | 11.1879
Ashadh 17, 2074 | 8.5 | 13.613 | 12.3276 | 11.1636
Ashadh 18, 2074 | 14.038 | 14.3375 | 12.1266 | 11.2921
Ashadh 19, 2074 | 25.9551 | 16.5486 | 12.997 | 11.8647
Ashadh 20, 2074 | 34.1551 | 17.4872 | 14.5876 | 12.5366
Ashadh 21, 2074 | 30.047 | 19.4352 | 16.1011 | 13.2285
Ashadh 22, 2074 | 20.6936 | 20.2449 | 16.7822 | 13.5728
Ashadh 23, 2074 | 14.8225 | 21.173 | 16.9512 | 13.6737
Ashadh 24, 2074 | 12.3924 | 21.7291 | 17.0377 | 13.7273
Ashadh 25, 2074 | 49.8601 | 26.8466 | 19.817 | 15.0404
Ashadh 26, 2074 | 51.2023 | 30.4533 | 22.6327 | 16.4431
Ashadh 27, 2074 | 68.7524 | 35.3958 | 26.5177 | 18.3689
Ashadh 28, 2074 | 67.4743 | 40.7425 | 29.177 | 20.3043
Ashadh 29, 2074 | 82.3683 | 49.5532 | 33.5742 | 22.8244
Ashadh 30, 2074 | 251.8347 | 83.4121 | 49.3614 | 30.8808
Ashadh 31, 2074 | 105.2811 | 96.6819 | 55.8251 | 34.0308
Ashadh 32, 2074 | 83.8948 | 101.544 | 60.8515 | 36.5895
Shrawan 1, 2074 | 118.1456 | 111.1073 | 67.792 | 39.9593
Shrawan 2, 2074 | 89.5039 | 114.0718 | 72.0285 | 42.5128
Shrawan 3, 2074 | 73.9307 | 114.9942 | 74.6803 | 44.6339
Shrawan 4, 2074 | 55.6401 | 111.1758 | 76.3865 | 46.2438
Shrawan 5, 2074 | 88.5331 | 87.847 | 80.9091 | 48.8457
Shrawan 6, 2074 | 167.0455 | 96.6705 | 91.0573 | 54.0042
Shrawan 7, 2074 | 111.0387 | 100.5482 | 97.6337 | 57.3357
Shrawan 8, 2074 | 102.4789 | 98.3101 | 101.1416 | 60.4793
Shrawan 9, 2074 | 83.2875 | 97.4221 | 103.2806 | 62.9567
Shrawan 10, 2074 | 72.9547 | 97.2826 | 103.5608 | 65.0392
Shrawan 11, 2074 | 71.8534 | 99.5988 | 103.8527 | 66.5149
Shrawan 13, 2074 | 44.1523 | 93.2587 | 101.305 | 67.4396
Shrawan 14, 2074 | 49.6612 | 76.4895 | 87.8268 | 68.5941
Shrawan 15, 2074 | 55.6477 | 68.5765 | 84.5179 | 70.1715
Shrawan 16, 2074 | 45.5792 | 60.448 | 81.9635 | 71.4075
Shrawan 17, 2074 | 43.9973 | 54.8351 | 77.0203 | 72.4061
Shrawan 18, 2074 | 44.7101 | 50.8002 | 74.034 | 73.0313
Shrawan 19, 2074 | 51.9295 | 47.9539 | 72.5673 | 73.6238
Shrawan 20, 2074 | 43.7025 | 47.8897 | 71.7714 | 74.079
Shrawan 21, 2074 | 45.0613 | 47.2325 | 68.8733 | 74.8912
Shrawan 22, 2074 | 43.787 | 45.5381 | 60.6561 | 75.8567
Shrawan 23, 2074 | 45.0979 | 45.4694 | 56.26 | 76.9469
Shrawan 24, 2074 | 48.0221 | 46.0443 | 52.6296 | 76.8856
Shrawan 25, 2074 | 42.2156 | 45.688 | 49.8915 | 76.5861
Shrawan 26, 2074 | 43.451 | 44.4768 | 47.9245 | 75.7427
Shrawan 27, 2074 | 93.1888 | 51.5463 | 49.3469 | 76.5998
Shrawan 28, 2074 | 77.8998 | 56.2375 | 51.5967 | 76.4509
Shrawan 29, 2074 | 88.2404 | 62.588 | 54.1687 | 70.9977
Shrawan 30, 2074 | 146.6518 | 77.0957 | 60.2356 | 72.3768
Shrawan 31, 2074 | 139.8944 | 90.2203 | 66.5233 | 74.2434
Shrawan 32, 2074 | 104.5358 | 99.1232 | 70.5592 | 73.7898
Bhadra 1, 2074 | 101.705 | 107.4452 | 74.3589 | 74.1965
Bhadra 2, 2074 | 81.0245 | 105.7074 | 76.2985 | 74.4329
Bhadra 3, 2074 | 99.2059 | 108.7511 | 79.9988 | 75.8851
Bhadra 4, 2074 | 77.7909 | 107.2583 | 82.1807 | 75.527
Bhadra 5, 2074 | 76.5007 | 97.2367 | 84.3616 | 72.5089
Bhadra 6, 2074 | 78.2102 | 88.4247 | 86.5691 | 71.4146
Bhadra 7, 2074 | 90.704 | 86.4487 | 89.4146 | 71.0221
Bhadra 8, 2074 | 106.0368 | 87.0676 | 93.6693 | 71.7804
Bhadra 9, 2074 | 93.0723 | 88.7887 | 96.9774 | 72.451
Bhadra 10, 2074 | 105.2136 | 89.6469 | 97.7791 | 73.563
Bhadra 11, 2074 | 85.1433 | 90.6973 | 98.262 | 74.9294
Bhadra 12, 2074 | 89.0301 | 92.4872 | 98.3146 | 76.2417
Bhadra 13, 2074 | 83.4112 | 93.2302 | 94.0986 | 77.1671
Bhadra 14, 2074 | 80.9944 | 91.8431 | 90.1719 | 78.3476
Bhadra 15, 2074 | 84.3735 | 88.7483 | 88.8277 | 79.6935
Bhadra 16, 2074 | 76.3146 | 86.3544 | 87.1351 | 80.747
Bhadra 17, 2074 | 74.8657 | 82.019 | 86.7245 | 81.5115
Bhadra 18, 2074 | 76.3146 | 80.7577 | 85.1984 | 82.5986
Bhadra 19, 2074 | 72.1481 | 78.346 | 84.8222 | 83.5015
Bhadra 20, 2074 | 69.6903 | 76.3859 | 84.3682 | 84.3649
Bhadra 21, 2074 | 66.1395 | 74.2638 | 83.5635 | 85.0663
Bhadra 22, 2074 | 59.2019 | 70.6678 | 81.4633 | 85.439
Bhadra 23, 2074 | 50.5094 | 66.9814 | 77.7615 | 85.7154
Bhadra 24, 2074 | 52.0699 | 63.7248 | 75.028 | 86.0027
Bhadra 25, 2074 | 47.5547 | 59.6163 | 71.1841 | 84.4816
Bhadra 26, 2074 | 45.4932 | 55.8084 | 68.5408 | 83.4014
Bhadra 27, 2074 | 45.4932 | 52.3517 | 65.6383 | 81.9765
Bhadra 28, 2074 | 47.5547 | 49.6967 | 63.2479 | 78.6732
Bhadra 29, 2074 | 88.8672 | 53.9346 | 63.7727 | 76.9723
Bhadra 30, 2074 | 88.8672 | 59.4143 | 64.0723 | 76.45
Bhadra 31, 2074 | 79.3799 | 63.3157 | 64.2766 | 75.7059
Bhadra 32, 2074 | 74.8647 | 67.2171 | 64.2766 | 75.5005
Ashwin 1, 2074 | 78.5929 | 71.9457 | 64.4285 | 74.8134
Ashwin 2, 2074 | 64.6619 | 74.6841 | 63.9294 | 74.3758
Ashwin 3, 2074 | 57.7823 | 76.1452 | 63.1355 | 73.7519
Ashwin 4, 2074 | 55.7671 | 71.4166 | 62.444 | 73.0038
Ashwin 5, 2074 | 52.3123 | 66.1945 | 61.9847 | 71.724
Ashwin 6, 2074 | 50.5094 | 62.0701 | 61.9847 | 69.8731
Ashwin 7, 2074 | 57.0625 | 59.5269 | 62.3176 | 68.6728
Ashwin 8, 2074 | 58.8253 | 56.703 | 63.0689 | 67.1265
Ashwin 9, 2074 | 49.0036 | 54.4661 | 63.303 | 65.9219
Ashwin 10, 2074 | 47.5547 | 53.005 | 63.4404 | 64.5393
Ashwin 11, 2074 | 46.165 | 51.6333 | 63.3477 | 63.2978
Ashwin 13, 2074 | 43.7149 | 50.4051 | 60.3376 | 62.0552
Ashwin 14, 2074 | 45.923 | 49.7499 | 57.4747 | 60.7735
Ashwin 15, 2074 | 41.8463 | 47.5761 | 54.9724 | 59.6245
Ashwin 16, 2074 | 40.4687 | 44.9538 | 52.6793 | 58.478
Ashwin 17, 2074 | 48.6746 | 44.9067 | 50.6848 | 57.5566
Ashwin 18, 2074 | 57.0625 | 46.265 | 50.1782 | 57.0538
Ashwin 19, 2074 | 51.7565 | 47.0638 | 49.7764 | 56.456
Ashwin 20, 2074 | 47.5843 | 47.6166 | 49.2309 | 55.8375
Ashwin 21, 2074 | 43.9362 | 47.3327 | 48.6725 | 55.3286
Ashwin 22, 2074 | 38.5856 | 46.8669 | 47.8776 | 54.9312
Ashwin 23, 2074 | 35.9167 | 46.2166 | 46.4679 | 54.3927
Ashwin 24, 2074 | 32.3009 | 43.8775 | 44.6996 | 53.8842
Ashwin 25, 2074 | 30.5404 | 40.0887 | 43.4687 | 53.3858
Ashwin 26, 2074 | 56.0713 | 40.7051 | 44.0365 | 53.7384
Ashwin 27, 2074 | 39.3721 | 39.5319 | 43.5836 | 53.4657
Ashwin 28, 2074 | 31.6113 | 37.7712 | 42.7767 | 51.5571
Ashwin 29, 2074 | 30.3844 | 36.5996 | 41.7408 | 49.6077
Ashwin 30, 2074 | 28.7384 | 35.5741 | 40.8669 | 47.9197
Ashwin 31, 2074 | 26.0821 | 34.6857 | 39.9078 | 46.2936
Ashwin 32, 2074 | 20.9709 | 33.3187 | 38.0609 | 44.3728
Kartik 1, 2074 | 18.3717 | 27.933 | 35.4815 | 42.8298
Kartik 2, 2074 | 16.374 | 24.6475 | 33.1227 | 41.4496
Kartik 3, 2074 | 15.3741 | 22.3279 | 30.9753 | 40.1031
Kartik 4, 2074 | 14.7262 | 20.0911 | 29.028 | 38.8503
Kartik 5, 2074 | 14.5471 | 18.0637 | 27.4254 | 37.6515
Kartik 6, 2074 | 13.8992 | 16.3233 | 25.9576 | 36.2127
Kartik 7, 2074 | 13.2677 | 15.2229 | 24.6887 | 34.6942
Kartik 8, 2074 | 12.9646 | 14.4504 | 23.517 | 33.4928
Kartik 9, 2074 | 12.653 | 13.9188 | 20.6225 | 32.3295
Kartik 10, 2074 | 12.3499 | 13.4868 | 18.821 | 31.2023
Kartik 11, 2074 | 12.0556 | 13.1053 | 17.5173 | 30.147
Kartik 13, 2074 | 9.5219 | 12.3874 | 16.1264 | 28.9336
Kartik 14, 2074 | 11.1909 | 12.0005 | 14.9566 | 27.9118
Kartik 15, 2074 | 11.1909 | 11.7038 | 13.9638 | 26.9358
Kartik 16, 2074 | 10.915 | 11.411 | 13.2935 | 25.6772
Kartik 17, 2074 | 10.1068 | 11.0473 | 12.7425 | 24.112
Kartik 18, 2074 | 10.1068 | 10.7268 | 12.3246 | 22.7237
Kartik 19, 2074 | 10.1068 | 10.4484 | 11.9735 | 21.4744
Kartik 20, 2074 | 9.8507 | 10.4954 | 11.6485 | 20.3382
Kartik 21, 2074 | 9.8507 | 10.3039 | 11.3354 | 19.3804
Kartik 22, 2074 | 9.1032 | 10.0057 | 11.0156 | 18.4866
Kartik 23, 2074 | 8.4541 | 9.6541 | 10.6947 | 17.6917
Kartik 24, 2074 | 8.1871 | 9.3799 | 10.3762 | 16.9466
Kartik 25, 2074 | 8.1871 | 9.1057 | 10.0785 | 15.3505
Kartik 26, 2074 | 8.1871 | 8.8314 | 9.801 | 14.311
Kartik 27, 2074 | 8.1871 | 8.5938 | 9.5431 | 13.5302
Kartik 28, 2074 | 7.9759 | 8.326 | 9.44 | 12.7832
Kartik 29, 2074 | 7.7752 | 8.1362 | 9.2123 | 12.0844
Kartik 30, 2074 | 7.5664 | 8.0094 | 8.9707 | 11.4673
Kartik 31, 2074 | 7.368 | 7.8924 | 8.7342 | 11.0138
Kartik 32, 2074 | 7.368 | 7.7754 | 8.5516 | 10.647
Mangsir 1, 2074 | 7.1833 | 7.632 | 8.3567 | 10.3407
Mangsir 2, 2074 | 6.8288 | 7.4379 | 8.1382 | 10.0558
Mangsir 3, 2074 | 6.659 | 7.2498 | 7.9254 | 9.7869
Mangsir 4, 2074 | 6.659 | 7.0903 | 7.7126 | 9.524
Mangsir 5, 2074 | 6.659 | 6.9607 | 7.5497 | 9.2826
Mangsir 6, 2074 | 6.5054 | 6.8375 | 7.4198 | 9.0572
Mangsir 7, 2074 | 6.3517 | 6.6923 | 7.2974 | 8.8368
Mangsir 8, 2074 | 6.2163 | 6.5542 | 7.166 | 8.6223
Mangsir 9, 2074 | 5.9665 | 6.431 | 7.018 | 8.4095
Mangsir 10, 2074 | 6.0809 | 6.3484 | 6.8776 | 8.2103
Mangsir 13, 2074 | 2.9767 | 5.8224 | 6.5443 | 7.9921
Mangsir 14, 2074 | 6.1413 | 5.7484 | 6.4354 | 7.8238
Mangsir 15, 2074 | 5.8705 | 5.6577 | 6.3223 | 7.6465
Mangsir 16, 2074 | 5.7561 | 5.5726 | 6.2148 | 7.4745
Mangsir 17, 2074 | 5.4651 | 5.4653 | 6.088 | 7.3198
Mangsir 18, 2074 | 5.4266 | 5.3882 | 5.9709 | 7.1638
Mangsir 19, 2074 | 5.5727 | 5.3156 | 5.8871 | 7.0126
Mangsir 20, 2074 | 5.5066 | 5.677 | 5.8103 | 6.8678
Mangsir 21, 2074 | 5.5066 | 5.5863 | 5.7335 | 6.723
Mangsir 22, 2074 | 5.4704 | 5.5292 | 5.6542 | 6.602
Mangsir 23, 2074 | 5.33 | 5.4683 | 5.5759 | 6.4978
Mangsir 24, 2074 | 5.33 | 5.449 | 5.5078 | 6.4026
Mangsir 25, 2074 | 5.33 | 5.4352 | 5.4487 | 6.3073
Mangsir 26, 2074 | 5.33 | 5.4005 | 5.4062 | 6.2121
Mangsir 27, 2074 | 5.2476 | 5.3635 | 5.3507 | 6.1141
Mangsir 28, 2074 | 5.1686 | 5.3152 | 5.4968 | 6.0205
Mangsir 29, 2074 | 5.0961 | 5.2618 | 5.4271 | 5.9312
Mangsir 30, 2074 | 5.0922 | 5.2278 | 5.3752 | 5.8488
Mangsir 31, 2074 | 4.9951 | 5.1799 | 5.3245 | 5.7697
Mangsir 32, 2074 | 5.0547 | 5.1406 | 5.2971 | 5.6926
Poush 1, 2074 | 4.96 | 5.0878 | 5.266 | 5.6184
Poush 2, 2074 | 4.86 | 5.0324 | 5.2185 | 5.5528
Poush 3, 2074 | 4.76 | 4.974 | 5.1688 | 5.4895
Poush 4, 2074 | 4.71 | 4.9189 | 5.1156 | 5.4246
Poush 5, 2074 | 4.503 | 4.8347 | 5.0512 | 5.3527
Poush 6, 2074 | 4.5431 | 4.7701 | 4.9987 | 5.2873
Poush 7, 2074 | 4.468 | 4.6863 | 4.9412 | 5.2245
Poush 8, 2074 | 4.41 | 4.6077 | 4.8799 | 5.1643
Poush 9, 2074 | 4.2686 | 4.5232 | 4.8091 | 5.1077
Poush 12, 2074 | 2.1699 | 4.1532 | 4.604 | 4.9773
Poush 13, 2074 | 2.088 | 3.7787 | 4.3986 | 4.9477
Poush 14, 2074 | 4.1426 | 3.7272 | 4.335 | 4.8811
Poush 15, 2074 | 4.1426 | 3.67 | 4.2717 | 4.8235
Poush 16, 2074 | 4.1478 | 3.6242 | 4.2152 | 4.7699
Poush 17, 2074 | 4.0624 | 3.5746 | 4.1491 | 4.7231
Poush 18, 2074 | 4.0083 | 3.5374 | 4.0856 | 4.6758
Poush 19, 2074 | 4.0951 | 3.8124 | 4.0346 | 4.6266
Poush 20, 2074 | 4.02 | 4.0884 | 3.9853 | 4.577
Poush 21, 2074 | 3.9513 | 4.0611 | 3.9347 | 4.5252
Poush 22, 2074 | 4.0329 | 4.0454 | 3.9034 | 4.4773
Poush 23, 2074 | 3.9992 | 4.0242 | 3.8671 | 4.4329
Poush 24, 2074 | 3.98 | 4.0124 | 3.8346 | 4.3879
Poush 25, 2074 | 3.9656 | 4.0063 | 3.805 | 4.3424
Poush 26, 2074 | 3.8102 | 3.9656 | 3.7744 | 4.2918
Poush 27, 2074 | 3.8102 | 3.9356 | 3.8837 | 4.2439
Poush 28, 2074 | 3.8775 | 3.9251 | 4.003 | 4.2008
Poush 29, 2074 | 3.8011 | 3.892 | 3.9803 | 4.1576
Poush 30, 2074 | 3.7933 | 3.8625 | 3.957 | 4.1144
Poush 31, 2074 | 3.7933 | 3.8359 | 3.9334 | 4.0743
Poush 32, 2074 | 3.6936 | 3.797 | 3.9088 | 4.0289
Magh 1, 2074 | 3.7376 | 3.7867 | 3.8907 | 3.9882
Magh 2, 2074 | 3.7079 | 3.7721 | 3.8649 | 3.9498
Magh 3, 2074 | 3.7169 | 3.7491 | 3.8447 | 3.915
Magh 4, 2074 | 3.682 | 3.7321 | 3.8268 | 3.8807
Magh 5, 2074 | 3.7001 | 3.7188 | 3.8046 | 3.854
Magh 6, 2074 | 3.65 | 3.6983 | 3.7813 | 3.8242
Magh 7, 2074 | 3.5939 | 3.6841 | 3.7555 | 3.7951
Magh 8, 2074 | 3.56 | 3.6587 | 3.7285 | 3.7667
Magh 9, 2074 | 3.5071 | 3.63 | 3.7083 | 3.7413
Magh 10, 2074 | 3.5071 | 3.6 | 3.6881 | 3.7859
Magh 12, 2074 | 1.797 | 3.3307 | 3.5494 | 3.7762
Magh 13, 2074 | 1.6895 | 3.0435 | 3.4086 | 3.6944
Magh 14, 2074 | 3.4566 | 3.0159 | 3.3862 | 3.6716
Magh 15, 2074 | 3.4061 | 2.9891 | 3.3604 | 3.6469
Magh 16, 2074 | 3.3854 | 2.9641 | 3.3398 | 3.6243
Magh 17, 2074 | 3.33 | 2.9388 | 3.3126 | 3.6017
Magh 18, 2074 | 3.2753 | 2.9057 | 3.2838 | 3.5744
Magh 19, 2074 | 3.2417 | 3.1121 | 3.2521 | 3.5484
Magh 20, 2074 | 3.2689 | 3.3377 | 3.2246 | 3.5257
Magh 21, 2074 | 3.2326 | 3.3057 | 3.1934 | 3.499
Magh 22, 2074 | 3.4489 | 3.3118 | 3.18 | 3.4806
Magh 23, 2074 | 3.2792 | 3.2966 | 3.159 | 3.4573
Magh 24, 2074 | 3.1899 | 3.2766 | 3.1343 | 3.4314
Magh 25, 2074 | 3.18 | 3.263 | 3.1125 | 3.4104
Magh 26, 2074 | 3.16 | 3.2513 | 3.0894 | 3.3887
Magh 27, 2074 | 3.1523 | 3.2347 | 3.1798 | 3.3646
Magh 28, 2074 | 3.2404 | 3.2358 | 3.2831 | 3.3459
Magh 29, 2074 | 3.1173 | 3.1884 | 3.2605 | 3.3234
Magh 30, 2074 | 3.1782 | 3.174 | 3.2453 | 3.3028
Magh 31, 2074 | 3.1653 | 3.1705 | 3.2307 | 3.2852
Magh 32, 2074 | 3.1549 | 3.1669 | 3.219 | 3.2658
Falgun 1, 2074 | 3.0733 | 3.1545 | 3.2055 | 3.2447
Falgun 2, 2074 | 3.0371 | 3.1381 | 3.1919 | 3.222
Falgun 3, 2074 | 2.9865 | 3.1018 | 3.1731 | 3.1988
Falgun 4, 2074 | 3.0591 | 3.0935 | 3.1615 | 3.1774
Falgun 5, 2074 | 2.9827 | 3.0655 | 3.1304 | 3.1552
Falgun 6, 2074 | 2.9114 | 3.0293 | 3.1059 | 3.1325
Falgun 7, 2074 | 2.8635 | 2.9877 | 3.0841 | 3.1092
Falgun 8, 2074 | 2.84 | 2.9543 | 3.0615 | 3.087
Falgun 9, 2074 | 2.7729 | 2.9166 | 3.0357 | 3.0625
Falgun 12, 2074 | 3.1571 | 2.941 | 3.036 | 3.1079
Falgun 13, 2074 | 1.5069 | 2.7192 | 2.9204 | 3.1018
Falgun 14, 2074 | 2.9969 | 2.7212 | 2.9124 | 3.0865
Falgun 15, 2074 | 2.9917 | 2.7327 | 2.8999 | 3.0726
Falgun 16, 2074 | 2.9619 | 2.7468 | 2.8864 | 3.0585
Falgun 17, 2074 | 2.9749 | 2.766 | 2.8744 | 3.0467
Falgun 18, 2074 | 2.8881 | 2.7825 | 2.862 | 3.0338
Falgun 19, 2074 | 2.949 | 2.7528 | 2.8562 | 3.024
Falgun 20, 2074 | 2.8739 | 2.9481 | 2.8487 | 3.0109
Falgun 21, 2074 | 2.7975 | 2.9196 | 2.8312 | 2.9964
Falgun 22, 2074 | 2.8208 | 2.8952 | 2.8204 | 2.9754
Falgun 23, 2074 | 3.0798 | 2.912 | 2.8317 | 2.9688
Falgun 24, 2074 | 2.9956 | 2.915 | 2.8405 | 2.9623
Falgun 25, 2074 | 2.8907 | 2.9153 | 2.8438 | 2.9527
Falgun 26, 2074 | 2.9218 | 2.9114 | 2.8538 | 2.9447
Falgun 27, 2074 | 2.7314 | 2.8911 | 2.8254 | 2.9307
Falgun 28, 2074 | 2.6965 | 2.8767 | 2.9047 | 2.9126
Falgun 29, 2074 | 2.6835 | 2.857 | 2.8838 | 2.8981
Falgun 30, 2074 | 2.6175 | 2.791 | 2.8589 | 2.8794
Falgun 31, 2074 | 2.5993 | 2.7344 | 2.8347 | 2.8605
Falgun 32, 2074 | 2.5294 | 2.6828 | 2.805 | 2.8397
Chaitra 1, 2074 | 2.4776 | 2.6193 | 2.7776 | 2.8198
Chaitra 2, 2074 | 2.4815 | 2.5836 | 2.7465 | 2.8013
Chaitra 3, 2074 | 2.3831 | 2.5388 | 2.7137 | 2.7812
Chaitra 4, 2074 | 2.3481 | 2.4909 | 2.6838 | 2.7575
Chaitra 5, 2074 | 2.3054 | 2.4463 | 2.6494 | 2.7349
Chaitra 6, 2074 | 2.2782 | 2.4005 | 2.596 | 2.7138
Chaitra 7, 2074 | 3.0733 | 2.4782 | 2.6012 | 2.7208
Chaitra 8, 2074 | 3.3491 | 2.6027 | 2.6317 | 2.7378
Chaitra 9, 2074 | 3.4204 | 2.7368 | 2.665 | 2.7594
Chaitra 10, 2074 | 2.9425 | 2.8167 | 2.679 | 2.7522
Chaitra 12, 2074 | 1.3929 | 2.6803 | 2.5921 | 2.7484
Chaitra 13, 2074 | 1.3877 | 2.5492 | 2.5057 | 2.6948
Chaitra 14, 2074 | 2.8674 | 2.6333 | 2.5224 | 2.6906
Chaitra 15, 2074 | 2.56 | 2.56 | 2.5198 | 2.6772
Chaitra 16, 2074 | 2.46 | 2.433 | 2.5151 | 2.6601
Chaitra 17, 2074 | 2.36 | 2.2815 | 2.5073 | 2.6425
Chaitra 18, 2074 | 2.3546 | 2.1975 | 2.4988 | 2.6226
Chaitra 19, 2074 | 2.1422 | 2.3046 | 2.4828 | 2.5983
Chaitra 20, 2074 | 2.11 | 2.4077 | 2.4669 | 2.5753
Chaitra 21, 2074 | 2.1047 | 2.2988 | 2.4535 | 2.5515
Chaitra 22, 2074 | 2.0904 | 2.2317 | 2.441 | 2.5185
Chaitra 23, 2074 | 2.0127 | 2.1678 | 2.3703 | 2.4857
Chaitra 24, 2074 | 1.9104 | 2.1036 | 2.2744 | 2.4531
Chaitra 25, 2074 | 1.8664 | 2.0338 | 2.1708 | 2.4179
Chaitra 26, 2074 | 1.8223 | 1.9881 | 2.0961 | 2.3876
Chaitra 27, 2074 | 1.9055 | 1.9589 | 2.1303 | 2.3612
Chaitra 28, 2074 | 2.3147 | 1.9889 | 2.1921 | 2.3489
Chaitra 29, 2074 | 3.1241 | 2.1366 | 2.2092 | 2.3658
Chaitra 30, 2074 | 2.4675 | 2.2016 | 2.203 | 2.3614
Chaitra 31, 2074 | 2.2409 | 2.2488 | 2.1884 | 2.3518
Chaitra 32, 2074 | 2.1904 | 2.2951 | 2.1771 | 2.3422
Baishakh 1, 2075 | 2.76 | 2.429 | 2.2042 | 2.3515
Baishakh 2, 2075 | 3.84 | 2.7054 | 2.3173 | 2.4001
Baishakh 3, 2075 | 3.4634 | 2.8695 | 2.4076 | 2.4372
Baishakh 4, 2075 | 3.7366 | 2.957 | 2.5164 | 2.4849
Baishakh 5, 2075 | 3.4038 | 3.0907 | 2.6039 | 2.5225
Baishakh 6, 2075 | 3.15 | 3.2206 | 2.6797 | 2.525
Baishakh 7, 2075 | 3.24 | 3.3705 | 2.7684 | 2.5214
Baishakh 8, 2075 | 3.28 | 3.4448 | 2.8626 | 2.5167
Baishakh 9, 2075 | 3.4012 | 3.3822 | 2.9679 | 2.532
Baishakh 10, 2075 | 3.3999 | 3.3731 | 3.0675 | 2.5989
Baishakh 12, 2075 | 1.7382 | 3.0876 | 3.0291 | 2.6106
Baishakh 13, 2075 | 2.3601 | 2.9385 | 2.9781 | 2.5937
Baishakh 14, 2075 | 5.2136 | 3.2333 | 3.1612 | 2.6821
Baishakh 15, 2075 | 4.3162 | 3.387 | 3.2996 | 2.744
Baishakh 16, 2075 | 5.3288 | 3.6797 | 3.5088 | 2.843
Baishakh 17, 2075 | 4.614 | 3.853 | 3.6324 | 2.9183
Baishakh 18, 2075 | 3.9289 | 3.9285 | 3.6383 | 2.9778
Baishakh 19, 2075 | 3.6492 | 4.2015 | 3.6507 | 3.0291
Baishakh 20, 2075 | 3.306 | 4.3367 | 3.622 | 3.0692
Baishakh 21, 2075 | 3.8163 | 4.1371 | 3.6495 | 3.1267
Baishakh 22, 2075 | 4.0934 | 4.1052 | 3.7124 | 3.1961
Baishakh 23, 2075 | 3.6246 | 3.8618 | 3.738 | 3.2532
Baishakh 24, 2075 | 3.4809 | 3.6999 | 3.7514 | 3.307
Baishakh 25, 2075 | 4.6425 | 3.8018 | 3.8342 | 3.401
Baishakh 26, 2075 | 4.5337 | 3.9282 | 3.9098 | 3.4886
Baishakh 27, 2075 | 8.3482 | 4.6485 | 4.3504 | 3.6898
Baishakh 28, 2075 | 5.394 | 4.8739 | 4.5527 | 3.7654
Baishakh 29, 2075 | 6.3873 | 5.2016 | 4.6309 | 3.8961
Baishakh 30, 2075 | 4.794 | 5.3687 | 4.6628 | 3.9812
Baishakh 31, 2075 | 6.5815 | 5.8116 | 4.7463 | 4.1275
Baishakh 32, 2075 | 5.4286 | 5.9239 | 4.8006 | 4.2165
Jestha 1, 2075 | 4.9377 | 5.9816 | 4.8679 | 4.2531
Jestha 2, 2075 | 4.4275 | 5.4215 | 4.9198 | 4.2852
Jestha 3, 2075 | 5.1345 | 5.3845 | 5.0416 | 4.3318
Jestha 4, 2075 | 3.6738 | 4.9968 | 5.0322 | 4.3408
Jestha 5, 2075 | 3.4213 | 4.8007 | 4.9873 | 4.3499
Jestha 6, 2075 | 2.9357 | 4.2799 | 4.9414 | 4.3397
Jestha 7, 2075 | 3.0587 | 3.9413 | 4.9133 | 4.3323
Jestha 8, 2075 | 2.9849 | 3.6623 | 4.8028 | 4.3185
Jestha 9, 2075 | 2.7311 | 3.42 | 4.6826 | 4.2962
Jestha 10, 2075 | 2.8735 | 3.097 | 4.3176 | 4.334
Jestha 11, 2075 | 3.5153 | 3.0744 | 4.1924 | 4.3725
Jestha 12, 2075 | 2.4838 | 2.9404 | 3.9321 | 4.2815
Jestha 13, 2075 | 4.1537 | 3.1144 | 3.8894 | 4.2761
Jestha 14, 2075 | 5.0737 | 3.4023 | 3.7889 | 4.2676
Jestha 15, 2075 | 11.1141 | 4.5636 | 4.168 | 4.4843
Jestha 16, 2075 | 10.0186 | 5.6047 | 4.5067 | 4.6873
Jestha 17, 2075 | 5.9898 | 6.0498 | 4.6108 | 4.7653
Jestha 18, 2075 | 4.9377 | 6.253 | 4.5977 | 4.8197
Jestha 19, 2075 | 8.8808 | 7.1669 | 4.9448 | 4.9885
Jestha 20, 2075 | 13.749 | 8.5377 | 5.6334 | 5.3104
Jestha 21, 2075 | 7.7761 | 8.9237 | 5.9561 | 5.4487
Jestha 22, 2075 | 11.0442 | 8.9138 | 6.4884 | 5.7008
Jestha 23, 2075 | 9.6628 | 8.8629 | 6.9336 | 5.8682
Jestha 24, 2075 | 7.4976 | 9.0783 | 7.2514 | 5.967
Jestha 25, 2075 | 8.1732 | 9.5405 | 7.6047 | 5.9612
Jestha 26, 2075 | 11.3734 | 9.8966 | 8.1286 | 6.1605
Jestha 27, 2075 | 10.1848 | 9.3874 | 8.642 | 6.287
Jestha 28, 2075 | 8.045 | 9.4258 | 8.9014 | 6.3954
Jestha 29, 2075 | 6.9858 | 8.8461 | 9.0289 | 6.4089
Jestha 30, 2075 | 10.0053 | 8.895 | 8.9549 | 6.5614
Jestha 31, 2075 | 7.0345 | 8.8288 | 8.756 | 6.6313
Jestha 32, 2075 | 9.4711 | 9.0143 | 8.9881 | 6.7995
Ashadh 1, 2075 | 7.0537 | 8.3972 | 9.1292 | 6.8634
Ashadh 2, 2075 | 8.0696 | 8.095 | 9.0751 | 7.01
Ashadh 3, 2075 | 12.4331 | 8.7219 | 8.9873 | 7.3104
Ashadh 4, 2075 | 11.0079 | 9.2964 | 9.2028 | 7.5794
Ashadh 5, 2075 | 12.1617 | 9.6045 | 9.2773 | 7.8829
Ashadh 6, 2075 | 12.7472 | 10.4206 | 9.4829 | 8.2083
Ashadh 7, 2075 | 6.6575 | 10.0187 | 9.4269 | 8.3391
Ashadh 8, 2075 | 7.4638 | 10.0772 | 9.3796 | 8.4922
Ashadh 9, 2075 | 9.6845 | 10.3079 | 9.267 | 8.6978
Ashadh 10, 2075 | 12.7555 | 10.354 | 9.4384 | 9.0402
Ashadh 11, 2075 | 9.448 | 10.1312 | 9.5319 | 9.2167
Ashadh 12, 2075 | 13.3196 | 10.2966 | 9.9542 | 9.4915
Ashadh 13, 2075 | 6.8432 | 9.4532 | 9.7434 | 9.3492
Ashadh 14, 2075 | 8.427 | 9.7059 | 9.8362 | 9.2961
Ashadh 15, 2075 | 32.4459 | 13.2748 | 11.3679 | 10.178
Ashadh 16, 2075 | 32.9166 | 16.5937 | 13.0921 | 11.1106
Ashadh 17, 2075 | 30.0985 | 19.0713 | 14.5607 | 11.8179
Ashadh 18, 2075 | 17.1189 | 20.1671 | 14.8731 | 11.9302
Ashadh 19, 2075 | 28.1238 | 22.282 | 16.0141 | 12.6085
Ashadh 20, 2075 | 41.0202 | 27.1644 | 17.938 | 13.6077
Ashadh 21, 2075 | 42.4435 | 32.0239 | 19.9178 | 14.7003
Ashadh 22, 2075 | 37.4312 | 32.7361 | 21.9694 | 15.6981
Ashadh 23, 2075 | 37.7457 | 33.426 | 23.9881 | 16.6839
Ashadh 24, 2075 | 36.8724 | 34.3937 | 25.8007 | 17.5338
Ashadh 25, 2075 | 35.9515 | 37.084 | 27.3471 | 18.3927
Ashadh 26, 2075 | 39.6231 | 38.7268 | 29.3587 | 19.4453
Ashadh 27, 2075 | 38.1091 | 38.3109 | 31.0114 | 20.4828
Ashadh 28, 2075 | 32.579 | 36.9017 | 32.7271 | 21.2352
Ashadh 29, 2075 | 24.4865 | 35.0525 | 33.7977 | 21.817
Ashadh 30, 2075 | 36.0299 | 34.8074 | 34.0367 | 22.7023
Ashadh 31, 2075 | 28.0435 | 33.5461 | 33.7118 | 23.4019
Ashadh 32, 2075 | 34.0751 | 33.278 | 33.9769 | 24.2688
Shrawan 1, 2075 | 61.4716 | 36.3993 | 36.9337 | 25.9034
Shrawan 2, 2075 | 57.0422 | 39.104 | 38.8616 | 27.4379
Shrawan 3, 2075 | 54.8068 | 42.2794 | 39.7808 | 28.8594
Shrawan 4, 2075 | 56.9198 | 46.9127 | 40.7458 | 30.3318
Shrawan 5, 2075 | 59.9974 | 50.3366 | 42.2502 | 32.1098
Shrawan 6, 2075 | 55.1981 | 54.2159 | 43.4137 | 33.7009
Shrawan 7, 2075 | 54.7593 | 57.1708 | 44.6062 | 35.2034
Shrawan 8, 2075 | 53.4637 | 56.0268 | 45.7737 | 36.5604
Shrawan 9, 2075 | 59.9379 | 56.4404 | 47.128 | 38.2434
Shrawan 10, 2075 | 61.1397 | 57.3451 | 48.6634 | 39.8374
Shrawan 11, 2075 | 57.0599 | 57.3651 | 50.2954 | 41.5113
Shrawan 12, 2075 | 54.3758 | 56.5621 | 52.2881 | 43.0429
Shrawan 13, 2075 | 16.4671 | 51.029 | 50.9839 | 42.5103
Shrawan 14, 2075 | 42.0452 | 49.2127 | 51.9173 | 42.8146
Shrawan 15, 2075 | 34.9658 | 46.5702 | 51.9767 | 42.9768
Shrawan 16, 2075 | 27.8894 | 41.9918 | 49.7379 | 43.3358
Shrawan 17, 2075 | 33.829 | 38.0903 | 48.1903 | 43.526
Shrawan 18, 2075 | 28.8405 | 34.059 | 46.4592 | 43.12
Shrawan 19, 2075 | 91.9956 | 39.4332 | 48.7976 | 44.7717
Shrawan 20, 2075 | 45.478 | 43.5776 | 47.8297 | 45.04
Shrawan 21, 2075 | 50.7011 | 44.8142 | 47.5299 | 45.4718
Shrawan 22, 2075 | 48.169 | 46.7004 | 47.0905 | 45.8484
Shrawan 23, 2075 | 34.126 | 47.5913 | 45.8013 | 45.7875
Shrawan 24, 2075 | 33.3296 | 47.5199 | 44.0274 | 45.5777
Shrawan 25, 2075 | 32.5849 | 48.0549 | 42.1238 | 45.3936
Shrawan 26, 2075 | 37.0327 | 40.203 | 40.7886 | 45.542
Shrawan 27, 2075 | 36.3839 | 38.9039 | 39.5892 | 45.9386
Shrawan 28, 2075 | 86.8963 | 44.0746 | 44.2845 | 47.6342
Shrawan 29, 2075 | 104.8689 | 52.1746 | 48.4727 | 50.195
Shrawan 30, 2075 | 76.2428 | 58.1913 | 51.2245 | 51.6006
Shrawan 31, 2075 | 64.7433 | 62.679 | 53.6814 | 51.7096
Shrawan 32, 2075 | 117.5298 | 74.814 | 59.2615 | 53.7259
Bhadra 1, 2075 | 107.7346 | 84.9142 | 64.5211 | 55.4902
Bhadra 2, 2075 | 69.4992 | 89.645 | 63.0213 | 55.9095
Bhadra 3, 2075 | 49.4444 | 84.2947 | 63.2858 | 55.5577
Bhadra 4, 2075 | 36.3797 | 74.5105 | 62.331 | 54.9304
Bhadra 5, 2075 | 29.6981 | 67.8613 | 61.0996 | 54.0951
Bhadra 6, 2075 | 54.1951 | 66.3544 | 62.4375 | 54.1194
Bhadra 7, 2075 | 40.4624 | 55.3448 | 62.9131 | 53.4703
Bhadra 8, 2075 | 83.9665 | 51.9493 | 66.3385 | 54.2311
Bhadra 9, 2075 | 79.1405 | 53.3267 | 69.1457 | 54.9672
Bhadra 10, 2075 | 82.4662 | 58.0441 | 72.2179 | 55.9035
Bhadra 11, 2075 | 56.3629 | 60.8988 | 70.1823 | 57.2334
Bhadra 12, 2075 | 14.562 | 58.7365 | 64.1618 | 56.3173
Bhadra 13, 2075 | 16.2082 | 53.3098 | 60.1595 | 55.692
Bhadra 14, 2075 | 34.4874 | 52.4562 | 58.1425 | 55.9119
Bhadra 15, 2075 | 37.8022 | 45.8613 | 52.8273 | 56.0444
Bhadra 16, 2075 | 27.0157 | 38.4149 | 47.446 | 55.9836
Bhadra 17, 2075 | 25.7431 | 30.3116 | 44.529 | 53.7751
Bhadra 18, 2075 | 27.5296 | 26.1926 | 43.068 | 53.1769
Bhadra 19, 2075 | 20.933 | 27.1027 | 42.0382 | 52.1846
Bhadra 20, 2075 | 38.9952 | 30.358 | 42.658 | 51.8788
Bhadra 21, 2075 | 37.9363 | 30.8507 | 41.5741 | 52.0058
Bhadra 22, 2075 | 27.407 | 29.3657 | 40.7037 | 51.8084
Bhadra 23, 2075 | 22.522 | 28.7237 | 36.6074 | 51.473
Bhadra 24, 2075 | 20.2037 | 27.9324 | 32.6783 | 50.912
Bhadra 25, 2075 | 23.555 | 27.3646 | 28.7509 | 50.4844
Bhadra 26, 2075 | 19.219 | 27.1197 | 26.2746 | 48.2285
Bhadra 27, 2075 | 147.0654 | 42.5584 | 35.1082 | 49.635
Bhadra 28, 2075 | 60.7892 | 45.8231 | 38.0803 | 49.1199
Bhadra 29, 2075 | 52.3196 | 49.382 | 39.2691 | 48.7058
Bhadra 30, 2075 | 72.4349 | 56.5124 | 41.5779 | 47.2026
Bhadra 31, 2075 | 50.303 | 60.8123 | 43.1304 | 45.2882
Bhadra 32, 2075 | 33.7118 | 62.2633 | 43.6616 | 44.0953
Ashwin 1, 2075 | 24.9437 | 63.0811 | 43.4893 | 43.2786
Ashwin 2, 2075 | 21.1412 | 45.0919 | 43.5031 | 42.7707
Ashwin 3, 2075 | 18.6858 | 39.0771 | 42.1492 | 42.4036
Ashwin 4, 2075 | 18.0165 | 34.1767 | 40.8212 | 41.1976
Ashwin 5, 2075 | 15.6559 | 26.0654 | 40.0378 | 40.3708
Ashwin 6, 2075 | 74.1284 | 29.4691 | 43.4782 | 40.0428
Ashwin 7, 2075 | 39.406 | 30.2825 | 44.7584 | 38.7183
Ashwin 8, 2075 | 27.8252 | 30.6941 | 45.043 | 36.897
Ashwin 9, 2075 | 35.7105 | 32.7755 | 46.1425 | 36.2085
Ashwin 10, 2075 | 26.4655 | 33.8869 | 38.1025 | 36.6053
Ashwin 11, 2075 | 32.9021 | 36.0134 | 36.2433 | 37.1618
Ashwin 12, 2075 | 10.4777 | 35.2736 | 33.4539 | 36.3615
Ashwin 13, 2075 | 12.325 | 26.4446 | 29.4466 | 35.5122
Ashwin 14, 2075 | 30.334 | 25.1486 | 28.1153 | 35.6228
Ashwin 15, 2075 | 29.0601 | 25.325 | 27.8052 | 35.7334
Ashwin 16, 2075 | 28.1367 | 24.243 | 28.018 | 35.7536
Ashwin 17, 2075 | 28.3603 | 24.5137 | 28.4993 | 36.0012
Ashwin 18, 2075 | 28.3962 | 23.87 | 29.1467 | 35.6479
Ashwin 19, 2075 | 28.2748 | 26.4124 | 29.8306 | 35.3259
Ashwin 20, 2075 | 28.167 | 28.6756 | 30.6646 | 35.3512
Ashwin 21, 2075 | 26.9296 | 28.1892 | 27.518 | 35.4981
Ashwin 22, 2075 | 27.4317 | 27.9566 | 26.7198 | 35.7391
Ashwin 23, 2075 | 27.3522 | 27.8445 | 26.6882 | 35.8656
Ashwin 24, 2075 | 26.8442 | 27.6279 | 26.0971 | 36.1198
Ashwin 25, 2075 | 25.4141 | 27.2019 | 26.027 | 32.0648
Ashwin 26, 2075 | 25.1904 | 26.7613 | 25.5129 | 30.8781
Ashwin 27, 2075 | 25.1231 | 26.3265 | 26.4893 | 29.9716
Ashwin 28, 2075 | 24.2175 | 25.939 | 27.2821 | 28.3643
Ashwin 29, 2075 | 22.3999 | 25.2202 | 26.7532 | 27.4342
Ashwin 30, 2075 | 18.2017 | 23.913 | 26.0293 | 26.9172
Ashwin 31, 2075 | 19.4914 | 22.8626 | 25.4529 | 26.7355
Ashwin 32, 2075 | 19.8616 | 22.0694 | 24.8863 | 26.6928
Kartik 1, 2075 | 16.6754 | 20.8529 | 24.105 | 26.6258
Kartik 2, 2075 | 14.4713 | 19.3313 | 23.1847 | 26.5076
Kartik 3, 2075 | 13.8661 | 17.8525 | 22.2313 | 26.448
Kartik 4, 2075 | 12.7448 | 16.4732 | 21.2857 | 24.4019
Kartik 5, 2075 | 12.3065 | 15.631 | 20.2773 | 23.4985
Kartik 6, 2075 | 11.3796 | 14.4722 | 19.2125 | 22.9504
Kartik 7, 2075 | 11.3213 | 13.2521 | 18.1776 | 22.1374
Kartik 8, 2075 | 10.9286 | 12.4312 | 17.2119 | 21.6195
Kartik 9, 2075 | 10.7434 | 11.8986 | 16.2488 | 20.8809
Kartik 10, 2075 | 10.1242 | 11.364 | 15.2489 | 20.8691
Kartik 11, 2075 | 9.8681 | 10.9531 | 14.2923 | 20.7872
Kartik 12, 2075 | 4.1169 | 9.7832 | 13.0734 | 19.9133
Kartik 13, 2075 | 4.1588 | 8.7516 | 12.1372 | 19.0832
Kartik 14, 2075 | 8.8904 | 8.4043 | 11.4305 | 18.4417
Kartik 15, 2075 | 9.5003 | 8.2003 | 10.7397 | 17.813
Kartik 16, 2075 | 8.9775 | 7.948 | 10.2265 | 17.1657
Kartik 17, 2075 | 8.8354 | 7.7639 | 9.8508 | 16.5178
Kartik 18, 2075 | 8.589 | 7.5812 | 9.499 | 15.8652
Kartik 19, 2075 | 8.1776 | 8.1613 | 9.1945 | 15.2401
Kartik 20, 2075 | 8.5511 | 8.7888 | 8.9442 | 14.6107
Kartik 21, 2075 | 8.0526 | 8.6691 | 8.7224 | 13.9674
Kartik 22, 2075 | 8.017 | 8.4572 | 8.5021 | 13.3399
Kartik 23, 2075 | 8.1496 | 8.3389 | 8.3168 | 12.7644
Kartik 24, 2075 | 7.8804 | 8.2025 | 8.1259 | 12.1874
Kartik 25, 2075 | 7.4152 | 8.0348 | 7.9453 | 11.5971
Kartik 26, 2075 | 7.2181 | 7.8977 | 7.7687 | 11.0305
Kartik 27, 2075 | 6.9596 | 7.6704 | 7.9582 | 10.5158
Kartik 28, 2075 | 6.8462 | 7.498 | 8.1373 | 10.1373
Kartik 29, 2075 | 6.718 | 7.3124 | 7.9925 | 9.7115
Kartik 30, 2075 | 6.5272 | 7.0807 | 7.7943 | 9.267
Kartik 31, 2075 | 6.3796 | 6.8663 | 7.6211 | 8.9238
Kartik 32, 2075 | 6.5246 | 6.739 | 7.4671 | 8.6589
Mangsir 1, 2075 | 6.5194 | 6.6392 | 7.3291 | 8.414
Mangsir 2, 2075 | 6.5285 | 6.5776 | 7.2191 | 8.2068
Mangsir 3, 2075 | 6.5285 | 6.5322 | 7.0843 | 8.0142
Mangsir 4, 2075 | 6.1164 | 6.4463 | 6.9552 | 7.8388
Mangsir 5, 2075 | 5.9959 | 6.3704 | 6.8205 | 7.6613
Mangsir 6, 2075 | 5.9136 | 6.3038 | 6.6714 | 7.4941
Mangsir 7, 2075 | 5.8386 | 6.2058 | 6.5353 | 7.3306
Mangsir 8, 2075 | 5.564 | 6.0693 | 6.4119 | 7.1786
Mangsir 9, 2075 | 5.674 | 5.9473 | 6.3089 | 7.0388
Mangsir 10, 2075 | 3.184 | 5.4695 | 6.0572 | 7.0077
Mangsir 11, 2075 | 0.44824 | 4.6598 | 5.6307 | 6.884
Mangsir 13, 2075 | 2.8672 | 4.2128 | 5.374 | 6.6832
Mangsir 14, 2075 | 5.7575 | 4.1905 | 5.3227 | 6.5585
Mangsir 15, 2075 | 5.5412 | 4.148 | 5.2668 | 6.4439
Mangsir 16, 2075 | 5.5101 | 4.1403 | 5.1991 | 6.3331
Mangsir 17, 2075 | 5.4441 | 4.1075 | 5.1275 | 6.2283
Mangsir 18, 2075 | 5.3845 | 4.4218 | 5.0512 | 6.1352
Mangsir 19, 2075 | 5.1139 | 5.0884 | 4.9569 | 6.0206
Mangsir 20, 2075 | 5.3975 | 5.4498 | 4.909 | 5.9321
Mangsir 21, 2075 | 5.277 | 5.3812 | 4.861 | 5.8408
Mangsir 22, 2075 | 5.1087 | 5.3194 | 4.8074 | 5.7394
Mangsir 23, 2075 | 5.075 | 5.2572 | 4.7565 | 5.6459
Mangsir 24, 2075 | 5.0556 | 5.2017 | 4.7226 | 5.5672
Mangsir 25, 2075 | 5.0038 | 5.1474 | 4.6779 | 5.4934
Mangsir 26, 2075 | 4.9002 | 5.1168 | 4.7923 | 5.4248
Mangsir 27, 2075 | 4.2954 | 4.9594 | 5.0488 | 5.3397
Mangsir 28, 2075 | 4.8083 | 4.8924 | 5.1782 | 5.2761
Mangsir 29, 2075 | 4.7383 | 4.8395 | 5.1102 | 5.2165
Mangsir 30, 2075 | 4.6554 | 4.7796 | 5.0512 | 5.159
Mangsir 31, 2075 | 4.5985 | 4.7143 | 4.9904 | 5.0948
Mangsir 32, 2075 | 4.5285 | 4.6464 | 4.9294 | 5.0284
Poush 1, 2075 | 4.4301 | 4.5792 | 4.8657 | 4.9585
Poush 2, 2075 | 4.3602 | 4.5885 | 4.8155 | 4.8862
Poush 3, 2075 | 4.1892 | 4.5 | 4.735 | 4.822
Poush 4, 2075 | 4.2527 | 4.4307 | 4.6667 | 4.7638
Poush 5, 2075 | 4.2423 | 4.3716 | 4.6089 | 4.7081
Poush 6, 2075 | 4.2035 | 4.3152 | 4.5508 | 4.6536
Poush 7, 2075 | 4.162 | 4.2629 | 4.4912 | 4.6069
Poush 8, 2075 | 4.0779 | 4.2125 | 4.4295 | 4.5537
Poush 9, 2075 | 3.9976 | 4.1608 | 4.3693 | 4.5808
Poush 10, 2075 | 1.947 | 3.8404 | 4.2128 | 4.6308
Poush 13, 2075 | 1.9081 | 3.5055 | 4.0194 | 4.5988
Poush 14, 2075 | 3.7567 | 3.4361 | 3.954 | 4.5321
Poush 15, 2075 | 3.7541 | 3.3719 | 3.8939 | 4.4725
Poush 16, 2075 | 4.0079 | 3.3499 | 3.8545 | 4.4225
Poush 17, 2075 | 3.7515 | 3.3033 | 3.8027 | 4.3661
Poush 18, 2075 | 3.6518 | 3.2539 | 3.7508 | 4.3083
Poush 19, 2075 | 3.802 | 3.5189 | 3.7136 | 4.2646
Poush 20, 2075 | 3.7127 | 3.7767 | 3.6819 | 4.2084
Poush 21, 2075 | 3.5029 | 3.7404 | 3.6319 | 4.1493
Poush 22, 2075 | 3.5184 | 3.7068 | 3.5836 | 4.0963
Poush 23, 2075 | 3.556 | 3.6422 | 3.5405 | 4.0456
Poush 24, 2075 | 3.4565 | 3.6 | 3.4934 | 3.9923
Poush 25, 2075 | 3.5353 | 3.5834 | 3.4572 | 3.9434
Poush 26, 2075 | 3.5003 | 3.5403 | 3.4241 | 3.8967
Poush 27, 2075 | 3.5094 | 3.5112 | 3.5282 | 3.8705
Poush 28, 2075 | 3.4718 | 3.5068 | 3.6325 | 3.826
Poush 29, 2075 | 3.4433 | 3.4961 | 3.6116 | 3.7828
Poush 30, 2075 | 3.4252 | 3.4774 | 3.5897 | 3.7418
Poush 31, 2075 | 3.477 | 3.4803 | 3.5543 | 3.7044
Poush 32, 2075 | 3.4576 | 3.4692 | 3.5347 | 3.6687
Magh 1, 2075 | 3.3151 | 3.4428 | 3.5122 | 3.6315
Magh 2, 2075 | 3.3061 | 3.4137 | 3.4792 | 3.5964
Magh 3, 2075 | 3.2698 | 3.3849 | 3.4496 | 3.5658
Magh 4, 2075 | 3.2918 | 3.3632 | 3.4356 | 3.5337
Magh 5, 2075 | 3.2128 | 3.3329 | 3.4152 | 3.4994
Magh 6, 2075 | 3.1403 | 3.2848 | 3.3875 | 3.464
Magh 7, 2075 | 3.1506 | 3.2409 | 3.3671 | 3.4303
Magh 8, 2075 | 3.1597 | 3.2187 | 3.3421 | 3.3996
Magh 9, 2075 | 3.1506 | 3.1965 | 3.3187 | 3.3714
Magh 10, 2075 | 3.1442 | 3.1786 | 3.2944 | 3.4113
Magh 11, 2075 | 1.5714 | 2.9328 | 3.1677 | 3.4001
Falgun 13, 2075 | 2.1283 | 2.7779 | 3.08 | 3.3458
Falgun 14, 2075 | 4.074 | 2.9113 | 3.1233 | 3.3565
Falgun 15, 2075 | 4.039 | 3.0382 | 3.1608 | 3.3575
Falgun 16, 2075 | 3.9574 | 3.1521 | 3.1941 | 3.3644
Falgun 17, 2075 | 4.7228 | 3.3767 | 3.2879 | 3.4001
Falgun 18, 2075 | 4.0662 | 3.5085 | 3.3386 | 3.4089
Falgun 19, 2075 | 4.0274 | 3.8593 | 3.3891 | 3.4194
Falgun 20, 2075 | 3.7994 | 4.098 | 3.423 | 3.4293
Falgun 21, 2075 | 3.6518 | 4.0377 | 3.4522 | 3.4337
Falgun 22, 2075 | 3.4796 | 3.9578 | 3.4748 | 3.4312
Falgun 23, 2075 | 3.5107 | 3.894 | 3.4988 | 3.433
Falgun 24, 2075 | 3.3825 | 3.7025 | 3.5137 | 3.4279
Falgun 25, 2075 | 3.3695 | 3.603 | 3.5283 | 3.4235
Falgun 26, 2075 | 3.196 | 3.4842 | 3.5317 | 3.4131
Falgun 27, 2075 | 3.3475 | 3.4196 | 3.6501 | 3.4089
Falgun 28, 2075 | 3.8577 | 3.4491 | 3.7654 | 3.4227
Falgun 29, 2075 | 3.6894 | 3.479 | 3.7398 | 3.4315
Falgun 30, 2075 | 3.3475 | 3.4557 | 3.6937 | 3.4272
Falgun 31, 2075 | 3.3954 | 3.4576 | 3.6562 | 3.4251
Falgun 32, 2075 | 3.1973 | 3.433 | 3.5545 | 3.4212
Chaitra 1, 2075 | 3.9756 | 3.5443 | 3.5485 | 3.4435
Chaitra 2, 2075 | 3.65 | 3.5875 | 3.5233 | 3.4562
Chaitra 3, 2075 | 3.32 | 3.5107 | 3.4914 | 3.4572
Chaitra 4, 2075 | 3.0665 | 3.4217 | 3.4523 | 3.4523
Chaitra 5, 2075 | 3.0069 | 3.3731 | 3.4208 | 3.4478
Chaitra 6, 2075 | 3.0833 | 3.3285 | 3.3923 | 3.4456
Chaitra 7, 2075 | 2.9499 | 3.2932 | 3.3635 | 3.4386
Chaitra 8, 2075 | 2.8994 | 3.1394 | 3.3322 | 3.4302
Chaitra 9, 2075 | 1.1745 | 2.7858 | 3.1974 | 3.3646
Chaitra 10, 2075 | 1.7689 | 2.5642 | 3.0921 | 3.3711
Chaitra 11, 2075 | 0.235 | 2.1597 | 2.8506 | 3.308
Chaitra 13, 2075 | 0.5717 | 1.8118 | 2.6428 | 3.1913
Chaitra 14, 2075 | 2.6521 | 1.7502 | 2.5964 | 3.1451
Chaitra 15, 2075 | 2.542 | 1.6919 | 2.5395 | 3.0979
Chaitra 16, 2075 | 2.4798 | 1.632 | 2.4917 | 3.0231
Chaitra 17, 2075 | 2.9422 | 1.8845 | 2.4228 | 2.9856
Chaitra 18, 2075 | 3.2568 | 2.0971 | 2.3966 | 2.96
Chaitra 19, 2075 | 2.687 | 2.4474 | 2.3544 | 2.9229
Chaitra 20, 2075 | 2.6171 | 2.7396 | 2.3244 | 2.8884
Chaitra 21, 2075 | 2.4539 | 2.7113 | 2.2876 | 2.8542
Chaitra 22, 2075 | 2.3465 | 2.6833 | 2.2385 | 2.8154
Chaitra 23, 2075 | 2.2584 | 2.6517 | 2.1924 | 2.7779
Chaitra 24, 2075 | 2.8955 | 2.645 | 2.1921 | 2.7621
Chaitra 25, 2075 | 4.6787 | 2.8482 | 2.4257 | 2.8116
Chaitra 26, 2075 | 3.354 | 2.9434 | 2.5314 | 2.8118
Chaitra 27, 2075 | 2.8709 | 2.9797 | 2.7071 | 2.7789
Chaitra 28, 2075 | 2.6715 | 3.0108 | 2.8471 | 2.7449
Chaitra 29, 2075 | 2.744 | 3.0676 | 2.8532 | 2.7248
Chaitra 30, 2075 | 2.3024 | 3.0739 | 2.8373 | 2.6884
Chaitra 31, 2075 | 2.5886 | 3.03 | 2.8445 | 2.6681
Chaitra 32, 2075 | 2.3944 | 2.7037 | 2.808 | 2.6154
Baishakh 1, 2076 | 2.3387 | 2.5586 | 2.7468 | 2.5717
Baishakh 2, 2076 | 2.529 | 2.5098 | 2.7362 | 2.5453
Baishakh 3, 2076 | 4.4508 | 2.764 | 2.8585 | 2.5915
Baishakh 4, 2076 | 4.2216 | 2.9751 | 2.9763 | 2.632
Baishakh 5, 2076 | 3.679 | 3.1717 | 3.0652 | 2.6518
Baishakh 6, 2076 | 3.0276 | 3.2344 | 3.1165 | 2.6544
Baishakh 7, 2076 | 2.7984 | 3.2922 | 3.11 | 2.651
Baishakh 8, 2076 | 3.0535 | 3.3943 | 3.0016 | 2.7137
Baishakh 9, 2076 | 2.8256 | 3.4366 | 2.9664 | 2.7489
Baishakh 10, 2076 | 3.0341 | 3.2343 | 2.9773 | 2.8422
Baishakh 11, 2076 | 2.5958 | 3.002 | 2.9722 | 2.9097
Baishakh 13, 2076 | 1.2884 | 2.6605 | 2.8752 | 2.8642
Baishakh 14, 2076 | 2.2259 | 2.546 | 2.8701 | 2.8537
Baishakh 15, 2076 | 3.4782 | 2.6431 | 2.9294 | 2.887
Baishakh 16, 2076 | 3.0832 | 2.6473 | 2.9753 | 2.8917
Baishakh 17, 2076 | 2.6572 | 2.6233 | 2.9966 | 2.8717
Baishakh 18, 2076 | 3.148 | 2.6395 | 3.0378 | 2.887
Baishakh 19, 2076 | 3.1783 | 2.7227 | 2.953 | 2.9057
Baishakh 20, 2076 | 2.8877 | 2.9512 | 2.8641 | 2.9202
Baishakh 21, 2076 | 3.4873 | 3.1314 | 2.8513 | 2.9582
Baishakh 22, 2076 | 5.128 | 3.3671 | 2.9913 | 3.0539
Baishakh 23, 2076 | 4.5841 | 3.5815 | 3.1104 | 3.1102
Baishakh 24, 2076 | 4.8885 | 3.9003 | 3.2327 | 3.1172
Baishakh 25, 2076 | 5.2142 | 4.1954 | 3.3919 | 3.1792
Baishakh 26, 2076 | 5.5127 | 4.5289 | 3.5572 | 3.2672
Baishakh 27, 2076 | 9.9916 | 5.5438 | 4.0502 | 3.5112
Baishakh 28, 2076 | 8.0583 | 6.1968 | 4.5015 | 3.6884
Baishakh 29, 2076 | 10.5352 | 6.9692 | 5.0555 | 3.9628
Baishakh 30, 2076 | 8.9547 | 7.5936 | 5.4206 | 4.175
Baishakh 31, 2076 | 10.7978 | 8.4378 | 5.9349 | 4.4551
Baishakh 32, 2076 | 8.0977 | 8.8497 | 6.2976 | 4.6471
Jestha 1, 2076 | 7.3924 | 9.1182 | 6.5806 | 4.8092
Jestha 2, 2076 | 8.9465 | 8.9689 | 6.9651 | 4.9591
Jestha 3, 2076 | 8.1049 | 8.9756 | 7.3129 | 5.0885
Jestha 4, 2076 | 9.725 | 8.8599 | 7.7288 | 5.29
Jestha 5, 2076 | 11.5955 | 9.2371 | 8.1599 | 5.5756
Jestha 6, 2076 | 9.2839 | 9.0209 | 8.4733 | 5.7918
Jestha 7, 2076 | 7.4624 | 8.9301 | 8.6449 | 5.9388
Jestha 8, 2076 | 7.3198 | 8.9197 | 8.7852 | 6.0886
Jestha 9, 2076 | 8.8222 | 8.902 | 9.0059 | 6.2815
Jestha 10, 2076 | 7.3433 | 8.7932 | 8.8293 | 6.4398
Jestha 11, 2076 | 5.7929 | 8.2314 | 8.6783 | 6.5899
Jestha 12, 2076 | 3.3796 | 7.0577 | 8.2012 | 6.6284
Jestha 13, 2076 | 3.4275 | 6.2211 | 7.8328 | 6.6267
Jestha 14, 2076 | 7.3544 | 6.2057 | 7.6032 | 6.7691
Jestha 15, 2076 | 10.6523 | 6.6817 | 7.7735 | 7.0356
Jestha 16, 2076 | 14.8897 | 7.5485 | 8.2733 | 7.4269
Jestha 17, 2076 | 9.9978 | 7.9277 | 8.3434 | 7.6543
Jestha 18, 2076 | 8.4154 | 8.3024 | 8.3641 | 7.8385
Jestha 19, 2076 | 9.4383 | 9.1679 | 8.345 | 8.0369
Jestha 20, 2076 | 7.3742 | 9.7317 | 8.0636 | 8.1118
Jestha 21, 2076 | 6.8694 | 9.6625 | 7.9026 | 8.1879
Jestha 22, 2076 | 5.8466 | 8.9759 | 7.7949 | 8.2199
Jestha 23, 2076 | 5.464 | 7.6294 | 7.6712 | 8.2282
Jestha 24, 2076 | 10.7036 | 7.7302 | 7.7966 | 8.4012
Jestha 25, 2076 | 9.0734 | 7.8242 | 7.9119 | 8.3706
Jestha 26, 2076 | 12.3139 | 8.235 | 8.3467 | 8.5125
Jestha 27, 2076 | 13.6582 | 9.1327 | 9.0319 | 8.6166
Jestha 28, 2076 | 11.1115 | 9.7387 | 9.5442 | 8.6885
Jestha 29, 2076 | 10.629 | 10.4219 | 9.7625 | 8.6828
Jestha 30, 2076 | 9.1871 | 10.9538 | 9.6648 | 8.7192
Jestha 31, 2076 | 8.8555 | 10.6898 | 9.2625 | 8.7679
Jestha 32, 2076 | 7.6495 | 10.4864 | 9.106 | 8.7247
Ashadh 1, 2076 | 7.2596 | 9.7643 | 9.0289 | 8.6965
Ashadh 2, 2076 | 8.6429 | 9.0479 | 8.9759 | 8.6604
Ashadh 3, 2076 | 8.0576 | 8.6116 | 9.0214 | 8.5425
Ashadh 4, 2076 | 13.4113 | 9.0091 | 9.4576 | 8.6801
Ashadh 5, 2076 | 20.6779 | 10.6506 | 10.4463 | 9.1206
Ashadh 6, 2076 | 50.0807 | 16.5399 | 13.4208 | 10.546
Ashadh 7, 2076 | 51.9166 | 22.8638 | 16.1683 | 11.9825
Ashadh 8, 2076 | 38.9076 | 27.3849 | 18.1573 | 13.0346
Ashadh 9, 2076 | 31.9192 | 30.7101 | 19.4643 | 13.9055
Ashadh 10, 2076 | 22.5746 | 32.784 | 20.0587 | 14.5453
Ashadh 11, 2076 | 15.1051 | 33.0259 | 20.3249 | 14.9346
Ashadh 12, 2076 | 14.1124 | 32.088 | 20.5572 | 15.1598
Ashadh 13, 2076 | 6.3425 | 25.8397 | 20.3675 | 15.0162
Ashadh 14, 2076 | 17.029 | 20.8558 | 20.9124 | 15.0875
Ashadh 15, 2076 | 16.9875 | 17.7243 | 21.535 | 15.3205
Ashadh 16, 2076 | 16.4039 | 15.5079 | 22.1446 | 15.5868
Ashadh 17, 2076 | 19.1761 | 15.0224 | 22.8468 | 15.9113
Ashadh 18, 2076 | 55.3842 | 20.7765 | 26.0019 | 17.5117
Ashadh 19, 2076 | 68.7338 | 28.5796 | 29.6901 | 19.5738
Ashadh 20, 2076 | 68.882 | 37.5138 | 32.9037 | 21.675
Ashadh 21, 2076 | 66.769 | 44.6195 | 34.0162 | 23.7185
Ashadh 22, 2076 | 63.8277 | 51.311 | 34.8103 | 25.4893
Ashadh 23, 2076 | 65.9458 | 58.3884 | 36.6129 | 27.3851
Ashadh 24, 2076 | 44.2602 | 61.9718 | 37.4356 | 28.4499
Ashadh 25, 2076 | 51.6803 | 61.4427 | 39.376 | 29.7173
Ashadh 26, 2076 | 56.9229 | 59.7554 | 42.1638 | 31.2444
Ashadh 27, 2076 | 69.1976 | 59.8005 | 45.8362 | 33.1967
Ashadh 28, 2076 | 66.229 | 59.7234 | 49.8286 | 35.0981
Ashadh 29, 2076 | 62.0305 | 59.4666 | 52.8287 | 36.8706
Ashadh 30, 2076 | 59.6057 | 58.5609 | 55.6699 | 38.6024
Ashadh 31, 2076 | 66.1979 | 61.6949 | 58.9895 | 40.567
Ashadh 32, 2076 | 66.2459 | 63.7756 | 62.1275 | 42.4871
Shrawan 1, 2076 | 62.4723 | 64.5684 | 62.6 | 44.301
Shrawan 2, 2076 | 60.8373 | 63.3741 | 62.0736 | 45.8818
Shrawan 3, 2076 | 45.0739 | 60.3519 | 60.4864 | 46.695
Shrawan 4, 2076 | 43.1979 | 57.6616 | 58.915 | 46.4656
Shrawan 5, 2076 | 44.9263 | 55.5645 | 57.6549 | 46.2326
Shrawan 6, 2076 | 69.3538 | 56.0153 | 57.8821 | 47.2475
Shrawan 7, 2076 | 62.4586 | 55.4743 | 59.0953 | 48.2655
Shrawan 8, 2076 | 71.1648 | 56.7161 | 60.3943 | 49.8851
Shrawan 9, 2076 | 70.393 | 58.0812 | 61.2923 | 51.7281
Shrawan 10, 2076 | 62.054 | 60.5069 | 60.8161 | 53.3261
Shrawan 11, 2076 | 72.364 | 64.6735 | 61.2251 | 55.5268
Shrawan 12, 2076 | 66.6953 | 67.7833 | 61.536 | 57.1824
Shrawan 13, 2076 | 55.8835 | 65.859 | 61.2879 | 58.4789
Shrawan 14, 2076 | 40.3379 | 62.6989 | 59.5639 | 59.2767
Shrawan 15, 2076 | 42.9094 | 58.6624 | 58.0081 | 60.0678
Shrawan 16, 2076 | 40.4292 | 54.3819 | 56.5386 | 59.5693
Shrawan 17, 2076 | 42.177 | 51.5423 | 55.2946 | 58.6841
Shrawan 18, 2076 | 42.0954 | 47.2183 | 55.096 | 57.7912
Shrawan 19, 2076 | 45.0193 | 44.1217 | 55.2174 | 57.0662
Shrawan 20, 2076 | 60.4555 | 44.7748 | 56.2527 | 56.9538
Shrawan 21, 2076 | 62.6018 | 47.9554 | 55.8026 | 56.8423
Shrawan 22, 2076 | 65.2053 | 51.1405 | 55.9857 | 57.5405
Shrawan 23, 2076 | 64.7038 | 54.6083 | 55.555 | 57.9746
Shrawan 24, 2076 | 63.2112 | 57.6132 | 55.0762 | 58.1842
Shrawan 25, 2076 | 41.907 | 57.5863 | 53.733 | 57.2745
Shrawan 26, 2076 | 39.6605 | 56.8207 | 51.5528 | 56.3889
Shrawan 27, 2076 | 37.2365 | 53.5037 | 49.5889 | 55.5625
Shrawan 28, 2076 | 40.7526 | 50.3824 | 48.5802 | 54.934
Shrawan 29, 2076 | 40.1004 | 46.796 | 48.5643 | 54.0641
Shrawan 30, 2076 | 39.5182 | 43.198 | 48.3382 | 53.1732
Shrawan 31, 2076 | 37.7628 | 39.5626 | 48.1605 | 52.3495
Shrawan 32, 2076 | 44.0581 | 39.8699 | 48.2859 | 51.7902
Bhadra 1, 2076 | 41.2864 | 40.1021 | 48.232 | 51.664
Bhadra 2, 2076 | 40.9369 | 40.6308 | 47.9598 | 51.5886
Bhadra 3, 2076 | 38.3228 | 40.2837 | 46.4843 | 51.3685
Bhadra 4, 2076 | 38.6439 | 40.0756 | 44.8871 | 50.3448
Bhadra 5, 2076 | 35.6327 | 39.5205 | 42.9156 | 49.4506
Bhadra 6, 2076 | 33.2471 | 38.8754 | 40.8185 | 48.1867
Bhadra 7, 2076 | 32.912 | 37.2831 | 38.7985 | 46.9373
Bhadra 8, 2076 | 33.1196 | 36.1164 | 38.2127 | 45.9729
Bhadra 9, 2076 | 31.4798 | 34.7654 | 37.6673 | 44.6101
Bhadra 10, 2076 | 32.5818 | 33.9453 | 37.357 | 43.4729
Bhadra 11, 2076 | 32.0295 | 33.0004 | 36.7755 | 42.6778
Bhadra 12, 2076 | 30.4459 | 32.2594 | 36.1318 | 42.3481
Bhadra 13, 2076 | 32.1763 | 32.1064 | 35.6424 | 41.9903
Bhadra 14, 2076 | 61.3312 | 36.1663 | 37.2136 | 42.687
Bhadra 15, 2076 | 46.2384 | 38.0404 | 37.3589 | 42.8224
Bhadra 16, 2076 | 38.2625 | 39.0094 | 37.1574 | 42.6947
Bhadra 17, 2076 | 38.9493 | 39.919 | 37.0249 | 42.4923
Bhadra 18, 2076 | 34.815 | 40.317 | 36.791 | 41.6376
Bhadra 19, 2076 | 61.2949 | 44.724 | 38.3011 | 41.5941
Bhadra 20, 2076 | 58.731 | 48.5175 | 39.841 | 41.3783
Bhadra 21, 2076 | 43.6581 | 45.9928 | 40.535 | 40.6767
Bhadra 22, 2076 | 34.234 | 44.2779 | 40.6232 | 39.7108
Bhadra 23, 2076 | 33.8667 | 43.6499 | 40.673 | 39.4428
Bhadra 24, 2076 | 35.8514 | 43.2073 | 40.9644 | 39.3159
Bhadra 25, 2076 | 33.9014 | 43.0768 | 41.0524 | 39.2047
Bhadra 26, 2076 | 32.5681 | 38.973 | 41.0883 | 38.9319
Bhadra 27, 2076 | 39.9392 | 36.2884 | 41.7212 | 38.9265
Bhadra 28, 2076 | 37.9666 | 35.4753 | 42.1072 | 38.8748
Bhadra 29, 2076 | 36.1162 | 35.7442 | 40.4262 | 38.8199
Bhadra 30, 2076 | 38.2738 | 36.3738 | 39.8952 | 38.6271
Bhadra 31, 2076 | 38.5422 | 36.7582 | 39.9139 | 38.5356
Bhadra 32, 2076 | 35.3859 | 36.9703 | 39.6763 | 38.3506
Ashwin 1, 2076 | 31.357 | 36.7973 | 39.4458 | 38.1184
Ashwin 2, 2076 | 29.3669 | 35.2869 | 37.3172 | 37.8091
Ashwin 3, 2076 | 28.6919 | 33.962 | 35.3146 | 37.5778
Ashwin 4, 2076 | 28.0279 | 32.8065 | 34.2726 | 37.4038
Ashwin 5, 2076 | 30.0331 | 31.6293 | 33.9925 | 37.3079
Ashwin 6, 2076 | 47.2113 | 32.8677 | 34.8822 | 37.7776
Ashwin 7, 2076 | 52.0258 | 35.2448 | 35.9605 | 38.4624
Ashwin 8, 2076 | 51.8566 | 38.1734 | 37.1575 | 39.1049
Ashwin 9, 2076 | 49.3959 | 41.0346 | 38.2793 | 39.6838
Ashwin 10, 2076 | 54.7006 | 44.7502 | 39.2634 | 40.4923
Ashwin 11, 2076 | 147.4123 | 61.8051 | 46.5598 | 44.3335
Ashwin 12, 2076 | 65.2367 | 66.8342 | 48.5012 | 44.4637
Ashwin 13, 2076 | 65.9656 | 69.5134 | 50.3473 | 45.1213
Ashwin 14, 2076 | 69.9091 | 72.0681 | 52.4384 | 46.1762
Ashwin 15, 2076 | 69.382 | 74.5717 | 54.7048 | 47.1906
Ashwin 16, 2076 | 69.2948 | 77.4144 | 57.234 | 48.3399
Ashwin 17, 2076 | 68.5317 | 79.3903 | 59.845 | 48.5811
Ashwin 18, 2076 | 54.7972 | 66.1596 | 61.5854 | 48.45
Ashwin 19, 2076 | 47.1587 | 63.577 | 62.8608 | 48.5667
Ashwin 20, 2076 | 48.738 | 61.1159 | 64.1077 | 49.0501
Ashwin 21, 2076 | 48.6025 | 58.0721 | 64.2005 | 49.5413
Ashwin 22, 2076 | 49.0164 | 55.1628 | 63.9999 | 49.9802
Ashwin 23, 2076 | 49.1864 | 52.2901 | 63.8219 | 50.4897
Ashwin 24, 2076 | 48.3046 | 49.4005 | 63.7491 | 51.0142
Ashwin 25, 2076 | 50.6974 | 48.8149 | 63.4822 | 51.3728
Ashwin 26, 2076 | 45.8847 | 48.6329 | 56.7137 | 51.6368
Ashwin 27, 2076 | 27.2702 | 45.566 | 54.1826 | 51.3419
Ashwin 28, 2076 | 18.5224 | 41.2689 | 51.0197 | 50.6835
Ashwin 29, 2076 | 19.5922 | 37.0654 | 47.6653 | 50.0519
Ashwin 30, 2076 | 18.3916 | 32.6662 | 44.2659 | 49.4854
Ashwin 31, 2076 | 19.4871 | 28.5494 | 40.9454 | 49.0897
Ashwin 32, 2076 | 19.0179 | 24.0237 | 37.6445 | 48.7448
Kartik 1, 2076 | 19.5278 | 20.2585 | 35.2932 | 48.4393
Kartik 2, 2076 | 18.1727 | 18.9588 | 33.3608 | 48.1108
Kartik 3, 2076 | 19.823 | 19.1446 | 31.4331 | 47.7704
Kartik 4, 2076 | 20.3116 | 19.2474 | 29.5471 | 46.8738
Kartik 5, 2076 | 19.3831 | 19.3891 | 27.5715 | 45.7857
Kartik 6, 2076 | 18.3734 | 19.23 | 25.5173 | 44.6696
Kartik 7, 2076 | 18.0359 | 19.0897 | 23.4994 | 43.6243
Kartik 8, 2076 | 17.5256 | 18.8036 | 21.288 | 42.3851
Kartik 9, 2076 | 16.8813 | 18.6191 | 19.3544 | 38.0341
Kartik 10, 2076 | 16.3717 | 18.1261 | 18.6278 | 36.4052
Kartik 11, 2076 | 12.0211 | 16.9417 | 18.1944 | 34.6071
Kartik 13, 2076 | 10.4581 | 15.6667 | 17.5855 | 32.6254
Kartik 14, 2076 | 15.5189 | 15.2589 | 17.394 | 30.8299
Kartik 15, 2076 | 15.3958 | 14.8818 | 17.1212 | 29.0333
Kartik 16, 2076 | 14.3364 | 14.4262 | 16.8091 | 27.2268
Kartik 17, 2076 | 14.6834 | 14.1122 | 16.4862 | 25.8897
Kartik 18, 2076 | 14.8924 | 13.9009 | 16.2675 | 24.8141
Kartik 19, 2076 | 14.6006 | 14.2694 | 15.9193 | 23.6762
Kartik 20, 2076 | 15.0135 | 14.9201 | 15.5661 | 22.5566
Kartik 21, 2076 | 13.6825 | 14.6578 | 15.186 | 21.3788
Kartik 22, 2076 | 13.3007 | 14.3585 | 14.8479 | 20.1826
Kartik 23, 2076 | 12.7149 | 14.1268 | 14.4931 | 18.9963
Kartik 24, 2076 | 12.9093 | 13.8734 | 14.1854 | 17.7367
Kartik 25, 2076 | 12.488 | 13.5299 | 13.8925 | 16.6234
Kartik 26, 2076 | 12.7479 | 13.2652 | 13.6509 | 16.1394
Kartik 27, 2076 | 13.2644 | 13.0154 | 13.7338 | 15.9641
Kartik 28, 2076 | 13.2113 | 12.9481 | 13.9173 | 15.7514
Kartik 29, 2076 | 13.1019 | 12.9197 | 13.7562 | 15.5751
Kartik 30, 2076 | 12.6607 | 12.9119 | 13.5739 | 15.3475
Kartik 31, 2076 | 13.0817 | 12.9365 | 13.4902 | 15.1497
Kartik 32, 2076 | 12.7006 | 12.9669 | 13.358 | 14.9221
Mangsir 1, 2076 | 12.6669 | 12.9554 | 13.2097 | 14.7386
Mangsir 2, 2076 | 12.4401 | 12.8376 | 13.0656 | 14.4925
Mangsir 3, 2076 | 12.5224 | 12.7392 | 12.8995 | 14.2328
Mangsir 4, 2076 | 12.4667 | 12.6485 | 12.8185 | 14.0023
Mangsir 5, 2076 | 11.9138 | 12.5418 | 12.726 | 13.787
Mangsir 6, 2076 | 11.7556 | 12.3523 | 12.6621 | 13.5776
Mangsir 7, 2076 | 11.9695 | 12.2479 | 12.5994 | 13.3924
Mangsir 8, 2076 | 11.6577 | 12.1037 | 12.5441 | 13.2183
Mangsir 9, 2076 | 11.4407 | 11.9609 | 12.4569 | 13.0539
Mangsir 10, 2076 | 11.8739 | 11.8683 | 12.3642 | 13.049
Mangsir 11, 2076 | 7.4683 | 11.1542 | 11.9814 | 12.9493
Mangsir 13, 2076 | 6.6417 | 10.4011 | 11.5507 | 12.6534
Mangsir 14, 2076 | 10.7045 | 10.2509 | 11.4203 | 12.4971
Mangsir 15, 2076 | 10.5543 | 10.0487 | 11.2518 | 12.371
Mangsir 16, 2076 | 10.6204 | 9.9005 | 11.1131 | 12.2356
Mangsir 17, 2076 | 10.4373 | 9.7572 | 10.9645 | 12.0871
Mangsir 18, 2076 | 10.4136 | 9.5486 | 10.8294 | 11.9475
Mangsir 19, 2076 | 10.4197 | 9.9702 | 10.6892 | 11.7944
Mangsir 20, 2076 | 10.3978 | 10.5068 | 10.5512 | 11.6849
Mangsir 21, 2076 | 10.2884 | 10.4473 | 10.4429 | 11.5845
Mangsir 22, 2076 | 10.4082 | 10.4265 | 10.353 | 11.5076
Mangsir 23, 2076 | 10.3874 | 10.3932 | 10.2476 | 11.4235
Mangsir 24, 2076 | 10.2994 | 10.3735 | 10.157 | 11.3506
Mangsir 25, 2076 | 10.2968 | 10.3568 | 10.0808 | 11.2689
Mangsir 26, 2076 | 10.3266 | 10.3435 | 9.9776 | 11.1709
Mangsir 27, 2076 | 10.1336 | 10.3058 | 10.1553 | 11.0683
Mangsir 28, 2076 | 9.9769 | 10.2613 | 10.3777 | 10.9642
Mangsir 29, 2076 | 10.0002 | 10.203 | 10.3307 | 10.8755
Mangsir 30, 2076 | 9.8733 | 10.1296 | 10.2853 | 10.7685
Mangsir 31, 2076 | 9.9225 | 10.0757 | 10.2388 | 10.6759
Mangsir 32, 2076 | 9.6286 | 9.9803 | 10.1849 | 10.5747
Poush 1, 2076 | 9.6363 | 9.8817 | 10.1331 | 10.4812
Poush 2, 2076 | 9.6325 | 9.8101 | 10.0806 | 10.3849
Poush 3, 2076 | 9.5068 | 9.7429 | 10.0212 | 10.2862
Poush 4, 2076 | 9.4113 | 9.6588 | 9.9627 | 10.2028
Poush 5, 2076 | 9.3411 | 9.5827 | 9.8916 | 10.1223
Poush 6, 2076 | 9.2012 | 9.4797 | 9.8125 | 10.03
Poush 7, 2076 | 9.3424 | 9.4388 | 9.7487 | 9.9529
Poush 8, 2076 | 12.1112 | 9.7924 | 9.8696 | 9.9752
Poush 9, 2076 | 10.6073 | 9.9316 | 9.8884 | 9.933
Poush 10, 2076 | 10.3072 | 10.0459 | 9.8999 | 10.0276
Poush 11, 2076 | 6.274 | 9.5978 | 9.6531 | 10.0154
Poush 13, 2076 | 6.4169 | 9.18 | 9.4142 | 9.8724
Poush 14, 2076 | 9.8597 | 9.2741 | 9.4133 | 9.8493
Poush 15, 2076 | 9.611 | 9.3125 | 9.3925 | 9.8156
Poush 16, 2076 | 9.6369 | 8.959 | 9.3931 | 9.789
Poush 17, 2076 | 9.5204 | 8.8037 | 9.3853 | 9.7592
Poush 18, 2076 | 8.8185 | 8.5911 | 9.3311 | 9.7058
Poush 19, 2076 | 9.4388 | 9.0432 | 9.3265 | 9.6739
Poush 20, 2076 | 9.3637 | 9.4642 | 9.3234 | 9.643
Poush 21, 2076 | 9.5666 | 9.4223 | 9.3384 | 9.615
Poush 22, 2076 | 9.4345 | 9.3971 | 9.3539 | 9.5832
Poush 23, 2076 | 9.4008 | 9.3633 | 9.3578 | 9.5533
Poush 24, 2076 | 9.2856 | 9.3298 | 9.1695 | 9.5196
Poush 25, 2076 | 9.0602 | 9.3643 | 9.0663 | 9.4773
Poush 26, 2076 | 8.8828 | 9.2849 | 8.9714 | 9.4356
Poush 27, 2076 | 8.9126 | 9.2204 | 9.1473 | 9.4002
Poush 28, 2076 | 8.8323 | 9.1155 | 9.3083 | 9.3612
Poush 29, 2076 | 8.8245 | 9.0284 | 9.2393 | 9.3263
Poush 30, 2076 | 9.3568 | 9.0221 | 9.2223 | 9.3074
Poush 31, 2076 | 10.3682 | 9.1768 | 9.2711 | 9.3321
Poush 32, 2076 | 10.1791 | 9.3366 | 9.315 | 9.3502
Magh 1, 2076 | 9.8282 | 9.4717 | 9.3823 | 9.3567
Magh 2, 2076 | 9.4254 | 9.5449 | 9.3814 | 9.354
Magh 3, 2076 | 9.4545 | 9.6338 | 9.3875 | 9.3554
Magh 4, 2076 | 9.5614 | 9.7391 | 9.3871 | 9.3628
Magh 5, 2076 | 9.419 | 9.748 | 9.3861 | 9.37
Magh 6, 2076 | 9.3477 | 9.6022 | 9.3826 | 9.3702
Magh 7, 2076 | 9.2739 | 9.4729 | 9.3818 | 9.2756
Magh 8, 2076 | 9.2143 | 9.3852 | 9.3921 | 9.2292
Magh 9, 2076 | 9.1444 | 9.345 | 9.4095 | 9.1904
Magh 10, 2076 | 6.1951 | 8.8794 | 9.2283 | 9.1878
Magh 13, 2076 | 5.9067 | 8.3573 | 9.0333 | 9.1708
Magh 14, 2076 | 9.0451 | 8.3039 | 9.048 | 9.1436
Magh 15, 2076 | 11.5151 | 8.6135 | 9.1919 | 9.2071
Magh 16, 2076 | 11.0152 | 8.8623 | 9.235 | 9.2531
Magh 17, 2076 | 9.9711 | 8.9704 | 9.2211 | 9.2681
Magh 18, 2076 | 9.5761 | 9.032 | 9.2043 | 9.2933
Magh 19, 2076 | 10.7616 | 9.6844 | 9.2934 | 9.3374
Magh 20, 2076 | 9.0723 | 10.1366 | 9.2679 | 9.3277
Magh 21, 2076 | 9.4979 | 10.2013 | 9.2637 | 9.3254
Magh 22, 2076 | 9.2402 | 9.8763 | 9.2518 | 9.3189
Magh 23, 2076 | 9.0667 | 9.598 | 9.2331 | 9.3078
Magh 24, 2076 | 9.0874 | 9.4718 | 9.2206 | 9.3012
Magh 25, 2076 | 9.0551 | 9.3973 | 9.21 | 9.301
Magh 26, 2076 | 8.866 | 9.1265 | 9.1914 | 9.3005
Magh 27, 2076 | 8.9372 | 9.1072 | 9.3742 | 9.3013
Magh 28, 2076 | 8.8556 | 9.0155 | 9.5708 | 9.3021
Magh 29, 2076 | 9.0305 | 8.9855 | 9.5699 | 9.3089
Magh 30, 2076 | 8.73 | 8.9374 | 9.3842 | 9.288
Magh 31, 2076 | 8.6963 | 8.8815 | 9.2296 | 9.2323
Magh 32, 2076 | 8.6484 | 8.8234 | 9.1414 | 9.1813
Falgun 1, 2076 | 8.4451 | 8.7633 | 9.066 | 9.1352
Falgun 2, 2076 | 8.3778 | 8.6834 | 8.9071 | 9.1003
Falgun 3, 2076 | 8.3169 | 8.6064 | 8.8567 | 9.0623
Falgun 4, 2076 | 8.3065 | 8.503 | 8.7773 | 9.0205
Falgun 5, 2076 | 8.2055 | 8.4281 | 8.7083 | 8.9801
Falgun 6, 2076 | 8.2768 | 8.3682 | 8.6557 | 8.9444
Falgun 7, 2076 | 8.1965 | 8.3036 | 8.5963 | 8.9084
Falgun 8, 2076 | 8.0553 | 8.2479 | 8.5296 | 8.8698
Falgun 9, 2076 | 7.953 | 8.1872 | 8.4688 | 8.8301
Falgun 10, 2076 | 5.5761 | 7.7957 | 8.2447 | 8.8095
Falgun 13, 2076 | 2.4634 | 6.9609 | 7.8185 | 8.6947
Falgun 14, 2076 | 4.6929 | 6.4591 | 7.5294 | 8.5496
Falgun 15, 2076 | 4.7331 | 5.9529 | 7.2629 | 8.3236
Falgun 16, 2076 | 4.737 | 5.4587 | 6.999 | 8.1143
Falgun 17, 2076 | 4.6321 | 4.9697 | 6.7312 | 7.9363
Falgun 18, 2076 | 4.5401 | 4.4821 | 6.4709 | 7.7684
Falgun 19, 2076 | 4.5181 | 4.331 | 6.2136 | 7.5603
Falgun 20, 2076 | 4.5401 | 4.6276 | 5.9618 | 7.4093
Falgun 21, 2076 | 4.6269 | 4.6182 | 5.7165 | 7.2469
Falgun 22, 2076 | 4.9429 | 4.6482 | 5.4989 | 7.1036
Falgun 23, 2076 | 4.8755 | 4.6679 | 5.2722 | 6.9639
Falgun 24, 2076 | 4.7201 | 4.6805 | 5.0404 | 6.8184
Falgun 25, 2076 | 4.8431 | 4.7238 | 4.8263 | 6.678
Falgun 26, 2076 | 6.3065 | 4.9793 | 4.7165 | 6.5926
Falgun 27, 2076 | 5.9115 | 5.1752 | 4.7389 | 6.4918
Falgun 28, 2076 | 5.3482 | 5.2783 | 4.9312 | 6.3749
Falgun 29, 2076 | 5.1656 | 5.3101 | 4.9627 | 6.246
Falgun 30, 2076 | 4.9636 | 5.3227 | 4.9781 | 6.1205
Falgun 31, 2076 | 4.9856 | 5.3606 | 4.9947 | 5.9968
Falgun 32, 2076 | 5.1734 | 5.4078 | 5.0307 | 5.881
Chaitra 1, 2076 | 5.0257 | 5.2248 | 5.0631 | 5.767
Chaitra 2, 2076 | 6.1589 | 5.2601 | 5.1725 | 5.693
Chaitra 3, 2076 | 5.3961 | 5.267 | 5.2296 | 5.5957
Chaitra 4, 2076 | 6.2379 | 5.4202 | 5.337 | 5.5267
Chaitra 5, 2076 | 6.2651 | 5.6061 | 5.4251 | 5.462
Chaitra 6, 2076 | 5.5282 | 5.6836 | 5.4686 | 5.3704
Chaitra 7, 2076 | 5.2485 | 5.6943 | 5.5039 | 5.2721
Chaitra 8, 2076 | 5.0439 | 5.6969 | 5.5172 | 5.1718
Chaitra 9, 2076 | 4.86 | 5.5114 | 5.4208 | 5.0687
Chaitra 10, 2076 | 4.7642 | 5.4211 | 5.3443 | 5.0416
Chaitra 11, 2076 | 2.4857 | 4.8851 | 5.1535 | 5.0423
Chaitra 13, 2076 | 1.7012 | 4.2331 | 4.9225 | 4.9426
Chaitra 14, 2076 | 3.5025 | 3.9437 | 4.8251 | 4.9016
Chaitra 15, 2076 | 4.7794 | 3.8767 | 4.8114 | 4.903
Chaitra 16, 2076 | 3.702 | 3.685 | 4.7133 | 4.872
Chaitra 17, 2076 | 3.3407 | 3.4679 | 4.6009 | 4.832
Chaitra 18, 2076 | 3.3963 | 3.2725 | 4.4168 | 4.7946
Chaitra 19, 2076 | 7.2979 | 3.96 | 4.5436 | 4.8866
Chaitra 20, 2076 | 5.4832 | 4.5003 | 4.4932 | 4.9151
Chaitra 21, 2076 | 5.0895 | 4.727 | 4.4149 | 4.92
Chaitra 22, 2076 | 4.8662 | 4.7394 | 4.3707 | 4.9197
Chaitra 23, 2076 | 4.2964 | 4.8243 | 4.3073 | 4.9056
Chaitra 24, 2076 | 3.8444 | 4.8963 | 4.2273 | 4.8723
Chaitra 25, 2076 | 3.588 | 4.9237 | 4.1425 | 4.7817
Chaitra 26, 2076 | 3.3743 | 4.3632 | 4.0499 | 4.6971
Chaitra 27, 2076 | 3.2047 | 4.0376 | 4.0978 | 4.6256
Chaitra 28, 2076 | 3.0117 | 3.7408 | 4.1852 | 4.5538
Chaitra 29, 2076 | 2.8913 | 3.4587 | 4.1444 | 4.4848
Chaitra 30, 2076 | 2.6857 | 3.2286 | 4.0048 | 4.4081
Chaitra 31, 2076 | 2.7414 | 3.071 | 3.9408 | 4.327
Chaitra 32, 2076 | 2.7349 | 2.9491 | 3.9004 | 4.2507
Baishakh 1, 2077 | 2.4979 | 2.8239 | 3.8405 | 4.1286
Baishakh 2, 2077 | 2.4552 | 2.7169 | 3.5177 | 4.0306
Baishakh 3, 2077 | 2.4733 | 2.6399 | 3.317 | 3.9051
Baishakh 4, 2077 | 2.4707 | 2.5799 | 3.1424 | 3.7786
Baishakh 5, 2077 | 2.4034 | 2.5395 | 2.9782 | 3.6745
Baishakh 6, 2077 | 2.4474 | 2.4975 | 2.8549 | 3.5811
Baishakh 7, 2077 | 2.3775 | 2.4465 | 2.7572 | 3.4922
Baishakh 8, 2077 | 2.27 | 2.4139 | 2.6693 | 3.4059
Baishakh 9, 2077 | 1.7118 | 2.3077 | 2.5584 | 3.3041
Baishakh 10, 2077 | 2.2247 | 2.2722 | 2.4931 | 3.2954
Baishakh 11, 2077 | 1.3894 | 2.1177 | 2.385 | 3.2851
Baishakh 13, 2077 | 1.2884 | 1.9584 | 2.2781 | 3.2112
Baishakh 14, 2077 | 2.2259 | 1.9268 | 2.2474 | 3.1261
Baishakh 15, 2077 | 3.4782 | 2.0841 | 2.2966 | 3.1187
Baishakh 16, 2077 | 3.0832 | 2.2002 | 2.3198 | 3.1101
Baishakh 17, 2077 | 2.6572 | 2.3353 | 2.3304 | 3.0855
Baishakh 18, 2077 | 3.148 | 2.4672 | 2.3766 | 2.9471
Baishakh 19, 2077 | 3.1783 | 2.7227 | 2.4236 | 2.8703
Baishakh 20, 2077 | 2.8877 | 2.9512 | 2.4514 | 2.7969
Baishakh 21, 2077 | 3.4873 | 3.1314 | 2.5237 | 2.7509
Baishakh 22, 2077 | 5.128 | 3.3671 | 2.7024 | 2.7787
Baishakh 23, 2077 | 4.5841 | 3.5815 | 2.8495 | 2.8033
Baishakh 24, 2077 | 4.8885 | 3.9003 | 3.024 | 2.8467
Baishakh 25, 2077 | 5.2142 | 4.1954 | 3.2575 | 2.908
Baishakh 26, 2077 | 5.5127 | 4.5289 | 3.4767 | 2.9849
Baishakh 27, 2077 | 9.9916 | 5.5438 | 4.0502 | 3.2176
Baishakh 28, 2077 | 8.0583 | 6.1968 | 4.5015 | 3.3898
Baishakh 29, 2077 | 10.5352 | 6.9692 | 5.0555 | 3.6515
Baishakh 30, 2077 | 8.9547 | 7.5936 | 5.4206 | 3.8586
Baishakh 31, 2077 | 10.7978 | 8.4378 | 5.9349 | 4.1273
Baishakh 32, 2077 | 8.0977 | 8.8497 | 6.2976 | 4.314
Jestha 1, 2077 | 7.3924 | 9.1182 | 6.5806 | 4.4786
Jestha 2, 2077 | 8.9465 | 8.9689 | 6.9651 | 4.6944
Jestha 3, 2077 | 8.1049 | 8.9756 | 7.3129 | 4.8822
Jestha 4, 2077 | 9.725 | 8.8599 | 7.7288 | 5.1262
Jestha 5, 2077 | 11.5955 | 9.2371 | 8.1599 | 5.4312
Jestha 6, 2077 | 9.2839 | 9.0209 | 8.4733 | 5.6614
Jestha 7, 2077 | 7.4624 | 8.9301 | 8.6449 | 5.8345
Jestha 8, 2077 | 7.3198 | 8.9197 | 8.7852 | 6.0214
Jestha 9, 2077 | 8.8222 | 8.902 | 9.0059 | 6.2413
Jestha 10, 2077 | 7.3433 | 8.7932 | 8.8293 | 6.4398
Jestha 11, 2077 | 5.7929 | 8.2314 | 8.6783 | 6.5899
Jestha 13, 2077 | 3.4275 | 7.0646 | 8.2044 | 6.63
Jestha 14, 2077 | 7.3544 | 6.7889 | 8.0978 | 6.7592
Jestha 15, 2077 | 10.6523 | 7.2446 | 8.0881 | 7.0115
Jestha 16, 2077 | 14.8897 | 8.326 | 8.5409 | 7.4192
Jestha 17, 2077 | 9.9978 | 8.494 | 8.7145 | 7.6476
Jestha 18, 2077 | 8.4154 | 8.6471 | 8.6791 | 7.8221
Jestha 19, 2077 | 9.4383 | 9.1679 | 8.768 | 8.0405
Jestha 20, 2077 | 7.3742 | 9.7317 | 8.6113 | 8.17
Jestha 21, 2077 | 6.8694 | 9.6625 | 8.2962 | 8.2281
Jestha 22, 2077 | 5.8466 | 8.9759 | 8.0671 | 8.2702
Jestha 23, 2077 | 5.464 | 7.6294 | 7.9339 | 8.2894
Jestha 24, 2077 | 10.7036 | 7.7302 | 8.1594 | 8.4723
Jestha 25, 2077 | 9.0734 | 7.8242 | 8.1762 | 8.591
Jestha 26, 2077 | 12.3139 | 8.235 | 8.5076 | 8.6684
Jestha 27, 2077 | 13.6582 | 9.1327 | 9.0319 | 8.8551
Jestha 28, 2077 | 11.1115 | 9.7387 | 9.5442 | 8.8743
Jestha 29, 2077 | 10.629 | 10.4219 | 9.7625 | 8.9301
Jestha 30, 2077 | 9.1871 | 10.9538 | 9.6648 | 8.8764
Jestha 31, 2077 | 8.8555 | 10.6898 | 9.2625 | 8.9017
Jestha 32, 2077 | 7.6495 | 10.4864 | 9.106 | 8.9103
Ashadh 1, 2077 | 7.2596 | 9.7643 | 9.0289 | 8.854
Ashadh 2, 2077 | 8.6429 | 9.0479 | 8.9759 | 8.872
Ashadh 3, 2077 | 8.0576 | 8.6116 | 9.0214 | 8.8164
Ashadh 4, 2077 | 13.4113 | 9.0091 | 9.4576 | 8.8769
Ashadh 5, 2077 | 20.6779 | 10.6506 | 10.4463 | 9.2567
Ashadh 6, 2077 | 50.0807 | 16.5399 | 13.4208 | 10.6773
Ashadh 7, 2077 | 51.9166 | 22.8638 | 16.1683 | 12.1639
Ashadh 8, 2077 | 38.9076 | 27.3849 | 18.1573 | 13.1667
Ashadh 9, 2077 | 31.9192 | 30.7101 | 19.4643 | 13.9859
Ashadh 10, 2077 | 22.5746 | 32.784 | 20.0587 | 14.5453
Ashadh 11, 2077 | 15.1051 | 33.0259 | 20.3249 | 14.9346
Ashadh 12, 2077 | 14.1124 | 32.088 | 20.5572 | 15.1598
Ashadh 13, 2077 | 6.3425 | 25.8397 | 20.3675 | 15.0162
Ashadh 14, 2077 | 17.029 | 20.8558 | 20.9124 | 15.0875
Ashadh 15, 2077 | 16.9875 | 17.7243 | 21.535 | 15.3205
Ashadh 16, 2077 | 16.4039 | 15.5079 | 22.1446 | 15.5868
Ashadh 17, 2077 | 19.1761 | 15.0224 | 22.8468 | 15.9113
Ashadh 18, 2077 | 55.3842 | 20.7765 | 26.0019 | 17.5117
Ashadh 19, 2077 | 68.7338 | 28.5796 | 29.6901 | 19.5738
Ashadh 20, 2077 | 68.882 | 37.5138 | 32.9037 | 21.675
Ashadh 21, 2077 | 66.769 | 44.6195 | 34.0162 | 23.7185
Ashadh 22, 2077 | 63.8277 | 51.311 | 34.8103 | 25.4893
Ashadh 23, 2077 | 65.9458 | 58.3884 | 36.6129 | 27.3851
Ashadh 24, 2077 | 44.2602 | 61.9718 | 37.4356 | 28.4499
Ashadh 25, 2077 | 51.6803 | 61.4427 | 39.376 | 29.7173
Ashadh 26, 2077 | 56.9229 | 59.7554 | 42.1638 | 31.2444
Ashadh 27, 2077 | 69.1976 | 59.8005 | 45.8362 | 33.1967
Ashadh 28, 2077 | 66.229 | 59.7234 | 49.8286 | 35.0981
Ashadh 29, 2077 | 62.0305 | 59.4666 | 52.8287 | 36.8706
Ashadh 30, 2077 | 59.6057 | 58.5609 | 55.6699 | 38.6024
Ashadh 31, 2077 | 66.1979 | 61.6949 | 58.9895 | 40.567
Ashadh 32, 2077 | 66.2459 | 63.7756 | 62.1275 | 42.4871
Shrawan 1, 2077 | 62.4723 | 64.5684 | 62.6 | 44.301
Shrawan 2, 2077 | 60.8373 | 63.3741 | 62.0736 | 45.8818
Shrawan 3, 2077 | 45.0739 | 60.3519 | 60.4864 | 46.695
Shrawan 4, 2077 | 43.1979 | 57.6616 | 58.915 | 46.4656
Shrawan 5, 2077 | 44.9263 | 55.5645 | 57.6549 | 46.2326
Shrawan 6, 2077 | 69.3538 | 56.0153 | 57.8821 | 47.2475
Shrawan 7, 2077 | 62.4586 | 55.4743 | 59.0953 | 48.2655
Shrawan 8, 2077 | 71.1648 | 56.7161 | 60.3943 | 49.8851
Shrawan 9, 2077 | 70.393 | 58.0812 | 61.2923 | 51.7281
Shrawan 10, 2077 | 62.054 | 60.5069 | 60.8161 | 53.3261
Shrawan 11, 2077 | 72.364 | 64.6735 | 61.2251 | 55.5268
Shrawan 13, 2077 | 65.9491 | 67.6767 | 61.4863 | 57.1575
Shrawan 14, 2077 | 68.017 | 67.4858 | 62.047 | 58.8585
Shrawan 15, 2077 | 66.309 | 68.0358 | 62.0544 | 60.522
Shrawan 16, 2077 | 70.4035 | 67.9271 | 62.3316 | 62.2296
Shrawan 17, 2077 | 76.6601 | 68.8224 | 63.2775 | 62.9388
Shrawan 18, 2077 | 74.0908 | 70.5419 | 64.161 | 63.1173
Shrawan 19, 2077 | 73.5884 | 70.7168 | 66.062 | 63.2742
Shrawan 20, 2077 | 75.9901 | 72.1513 | 68.2482 | 63.5816
Shrawan 21, 2077 | 71.8764 | 72.7026 | 70.0448 | 63.8499
Shrawan 22, 2077 | 72.0649 | 73.5249 | 70.2256 | 64.0538
Shrawan 23, 2077 | 69.8428 | 73.4448 | 70.7179 | 64.9066
Shrawan 24, 2077 | 155.9078 | 84.7659 | 76.3674 | 68.3808
Shrawan 25, 2077 | 84.9274 | 86.314 | 77.3364 | 69.3143
Shrawan 26, 2077 | 77.9441 | 86.9362 | 78.3957 | 69.6059
Shrawan 27, 2077 | 70.046 | 86.0871 | 78.2412 | 69.7331
Shrawan 28, 2077 | 69.591 | 85.7606 | 78.4839 | 69.9851
Shrawan 29, 2077 | 68.4196 | 85.2398 | 78.5108 | 70.2789
Shrawan 30, 2077 | 71.8169 | 85.5218 | 78.878 | 70.4662
Shrawan 31, 2077 | 67.3122 | 72.8653 | 78.6719 | 70.5018
Shrawan 32, 2077 | 64.8046 | 69.9906 | 77.8815 | 70.5795
Bhadra 1, 2077 | 68.8496 | 68.6914 | 77.5321 | 70.8466
Bhadra 2, 2077 | 71.769 | 68.9375 | 77.4108 | 71.7364
Bhadra 3, 2077 | 67.0186 | 68.5701 | 76.8127 | 72.5304
Bhadra 4, 2077 | 65.3183 | 68.127 | 76.3755 | 73.2102
Bhadra 5, 2077 | 63.7757 | 66.9783 | 75.8229 | 73.0242
Bhadra 6, 2077 | 82.7831 | 69.1884 | 76.6856 | 73.7017
Bhadra 7, 2077 | 67.0998 | 69.5163 | 70.765 | 73.5662
Bhadra 8, 2077 | 75.1758 | 70.42 | 70.1149 | 73.7256
Bhadra 9, 2077 | 76.1643 | 71.0479 | 69.9963 | 74.196
Bhadra 10, 2077 | 72.9837 | 71.9001 | 70.1921 | 74.2166
Bhadra 11, 2077 | 181.317 | 88.4713 | 77.6405 | 78.0622
Bhadra 12, 2077 | 71.9205 | 89.6349 | 77.8739 | 78.1924
Bhadra 13, 2077 | 77.4918 | 88.879 | 78.2523 | 78.5651
Bhadra 14, 2077 | 67.1728 | 88.8894 | 78.243 | 78.4574
Bhadra 15, 2077 | 71.4447 | 88.3564 | 78.6856 | 78.2836
Bhadra 16, 2077 | 69.7072 | 87.434 | 78.7428 | 78.1375
Bhadra 17, 2077 | 67.6758 | 86.6757 | 78.4699 | 77.9404
Bhadra 18, 2077 | 68.7127 | 70.5894 | 78.5829 | 77.6978
Bhadra 19, 2077 | 61.2102 | 69.0593 | 78.309 | 77.3423
Bhadra 20, 2077 | 53.2847 | 65.6012 | 77.6096 | 76.7163
Bhadra 21, 2077 | 57.3415 | 64.1967 | 75.9135 | 76.2995
Bhadra 22, 2077 | 53.9379 | 61.6957 | 75.036 | 72.9005
Bhadra 23, 2077 | 53.3315 | 59.3563 | 73.5798 | 71.8473
Bhadra 24, 2077 | 47.2496 | 56.4383 | 71.6521 | 70.8242
Bhadra 25, 2077 | 41.7937 | 52.5927 | 69.5728 | 69.8825
Bhadra 26, 2077 | 42.6992 | 49.9483 | 60.3316 | 68.9861
Bhadra 27, 2077 | 41.1181 | 48.2102 | 58.2781 | 68.076
Bhadra 28, 2077 | 41.1147 | 45.8921 | 55.853 | 67.0526
Bhadra 29, 2077 | 55.3633 | 46.0957 | 55.0657 | 66.6543
Bhadra 30, 2077 | 66.8569 | 48.0279 | 54.7598 | 66.7227
Bhadra 31, 2077 | 64.8297 | 50.5394 | 54.4346 | 66.5887
Bhadra 32, 2077 | 51.2905 | 51.8961 | 53.3423 | 65.9061
Ashwin 1, 2077 | 46.8132 | 52.4838 | 51.8823 | 65.2326
Ashwin 2, 2077 | 44.3232 | 52.9416 | 50.7565 | 64.5328
Ashwin 3, 2077 | 40.4353 | 52.8446 | 49.8999 | 63.7547
Ashwin 4, 2077 | 39.5359 | 50.5835 | 48.7128 | 62.3132
Ashwin 5, 2077 | 56.405 | 49.0904 | 48.8773 | 61.9567
Ashwin 6, 2077 | 73.1519 | 50.2793 | 50.1987 | 61.8892
Ashwin 7, 2077 | 73.6316 | 53.4709 | 51.9575 | 61.8048
Ashwin 8, 2077 | 76.1733 | 57.6652 | 54.2495 | 61.9111
Ashwin 9, 2077 | 79.5746 | 62.7011 | 56.7078 | 58.5197
Ashwin 10, 2077 | 144.6732 | 77.5922 | 63.6115 | 60.9448
Ashwin 11, 2077 | 86.2042 | 84.2591 | 66.6175 | 61.2352
Ashwin 12, 2077 | 81.0987 | 87.7868 | 68.3331 | 61.6994
Ashwin 14, 2077 | 61.876 | 86.1759 | 68.0011 | 61.3804
Ashwin 15, 2077 | 84.4551 | 87.7222 | 69.3094 | 61.872
Ashwin 16, 2077 | 86.028 | 89.13 | 71.6253 | 62.4838
Ashwin 17, 2077 | 79.8349 | 89.1672 | 73.8267 | 62.8545
Ashwin 18, 2077 | 76.4054 | 79.4146 | 75.9655 | 63.361
Ashwin 19, 2077 | 71.433 | 77.3045 | 78.0321 | 63.966
Ashwin 20, 2077 | 73.2491 | 76.1831 | 80.2796 | 64.4962
Ashwin 21, 2077 | 85.8998 | 79.6151 | 82.2459 | 65.5616
Ashwin 22, 2077 | 114.7037 | 83.9363 | 85.0161 | 67.6074
Ashwin 23, 2077 | 82.3538 | 83.4114 | 85.5975 | 68.7775
Ashwin 24, 2077 | 75.5953 | 82.8057 | 85.559 | 69.9042
Ashwin 25, 2077 | 75.2775 | 82.6446 | 85.2725 | 70.9902
Ashwin 26, 2077 | 73.0113 | 82.8701 | 80.4951 | 72.0533
Ashwin 27, 2077 | 70.7027 | 82.5063 | 79.4616 | 73.0395
Ashwin 28, 2077 | 69.768 | 80.2017 | 78.7062 | 73.5197
Ashwin 29, 2077 | 60.2075 | 72.4166 | 78.595 | 73.298
Ashwin 30, 2077 | 46.4828 | 67.2921 | 76.0635 | 72.6865
Ashwin 31, 2077 | 45.3279 | 62.9682 | 73.3502 | 72.4877
Ashwin 32, 2077 | 28.433 | 56.2762 | 69.9234 | 71.8751
Kartik 1, 2077 | 20.3084 | 48.7472 | 66.1836 | 71.0746
Kartik 2, 2077 | 19.809 | 41.4766 | 62.742 | 70.387
Kartik 3, 2077 | 20.7685 | 34.4767 | 59.2433 | 69.7614
Kartik 4, 2077 | 21.0513 | 28.883 | 54.92 | 68.583
Kartik 5, 2077 | 20.4063 | 25.1578 | 48.6335 | 66.8248
Kartik 6, 2077 | 20.405 | 21.5974 | 44.5036 | 65.0506
Kartik 7, 2077 | 20.1439 | 20.4132 | 40.8069 | 63.1829
Kartik 8, 2077 | 19.4852 | 20.2956 | 37.0874 | 61.1799
Kartik 9, 2077 | 19.2948 | 20.2221 | 33.5063 | 57.0007
Kartik 10, 2077 | 18.5813 | 19.9097 | 30.0315 | 54.7466
Kartik 11, 2077 | 20.0852 | 19.7717 | 26.7193 | 52.7128
Kartik 12, 2077 | 17.8545 | 19.4071 | 23.8958 | 51.2454
Kartik 15, 2077 | 51.2454 | 23.8129 | 24.2133 | 50.1384
Kartik 16, 2077 | 10.0116 | 22.3654 | 21.8589 | 47.6045
Kartik 17, 2077 | 12.2909 | 21.3377 | 20.7827 | 45.3531
Kartik 18, 2077 | 11.4999 | 20.2241 | 20.1955 | 43.1895
Kartik 19, 2077 | 10.8669 | 19.122 | 19.5994 | 41.1707
Kartik 20, 2077 | 10.7814 | 17.7929 | 18.9336 | 39.0884
Kartik 21, 2077 | 10.1464 | 16.6918 | 18.2066 | 36.5633
Kartik 22, 2077 | 10.4262 | 10.8605 | 17.5412 | 33.0874
Kartik 23, 2077 | 10.3948 | 10.9152 | 16.8739 | 30.6888
Kartik 24, 2077 | 10.7686 | 10.6977 | 16.2489 | 28.5279
Kartik 25, 2077 | 9.9763 | 10.4801 | 15.6149 | 26.3512
Kartik 26, 2077 | 9.7425 | 10.3195 | 14.9781 | 24.2422
Kartik 27, 2077 | 7.6075 | 9.866 | 14.2465 | 22.139
Kartik 28, 2077 | 10.2204 | 9.8766 | 13.5889 | 20.1541
Kartik 29, 2077 | 10.2338 | 9.8491 | 13.0808 | 18.4883
Kartik 30, 2077 | 8.9902 | 9.6485 | 10.2638 | 17.2386
Kartik 31, 2077 | 8.941 | 9.3874 | 10.1924 | 16.0257
Kartik 32, 2077 | 7.5169 | 9.036 | 9.8742 | 15.3285
Mangsir 1, 2077 | 8.0473 | 8.7939 | 9.644 | 14.9198
Mangsir 2, 2077 | 8.1811 | 8.8758 | 9.465 | 14.5322
Mangsir 3, 2077 | 7.7492 | 8.5228 | 9.2628 | 14.0982
Mangsir 4, 2077 | 7.4291 | 8.1221 | 9.0817 | 13.6441
Mangsir 5, 2077 | 7.4405 | 7.9007 | 8.8826 | 13.2119
Mangsir 6, 2077 | 7.4949 | 7.6941 | 8.6893 | 12.7816
Mangsir 7, 2077 | 7.1333 | 7.6394 | 8.4469 | 12.3479
Mangsir 8, 2077 | 6.8806 | 7.4727 | 8.2406 | 11.9277
Mangsir 9, 2077 | 7.1503 | 7.3254 | 8.0677 | 11.5229
Mangsir 10, 2077 | 6.2041 | 7.1047 | 7.9742 | 11.1104
Mangsir 11, 2077 | 6.4437 | 6.9639 | 7.7224 | 10.6556
Mangsir 12, 2077 | 6.4864 | 6.8276 | 7.4726 | 10.2767
Mangsir 13, 2077 | 6.2327 | 6.6473 | 7.2887 | 8.7763
Mangsir 16, 2077 | 8.7763 | 6.882 | 7.2778 | 8.7351
Mangsir 17, 2077 | 3.1823 | 6.3537 | 6.9888 | 8.4315
Mangsir 18, 2077 | 5.7149 | 6.1486 | 6.8333 | 8.2387
Mangsir 19, 2077 | 5.6874 | 6.0748 | 6.6671 | 8.066
Mangsir 20, 2077 | 5.7455 | 5.9751 | 6.5335 | 7.8981
Mangsir 21, 2077 | 5.7516 | 5.8701 | 6.4216 | 7.7516
Mangsir 22, 2077 | 5.6074 | 5.7808 | 6.2994 | 7.591
Mangsir 23, 2077 | 5.6955 | 5.3407 | 6.1795 | 7.4344
Mangsir 24, 2077 | 5.7097 | 5.7017 | 6.0846 | 7.2658
Mangsir 25, 2077 | 5.6437 | 5.6915 | 6.0021 | 7.1213
Mangsir 26, 2077 | 5.6463 | 5.6857 | 5.9018 | 6.9848
Mangsir 27, 2077 | 5.162 | 5.6023 | 5.8324 | 6.9033
Mangsir 28, 2077 | 5.6061 | 5.5815 | 5.7765 | 6.7495
Mangsir 29, 2077 | 5.6139 | 5.5825 | 5.7184 | 6.5955
Mangsir 30, 2077 | 5.3471 | 5.5327 | 5.6593 | 6.474
Mangsir 31, 2077 | 5.3899 | 5.487 | 5.4336 | 6.3557
Mangsir 32, 2077 | 5.3135 | 5.4398 | 5.5756 | 6.2822
Poush 1, 2077 | 5.206 | 5.3769 | 5.5417 | 6.1875
Poush 2, 2077 | 5.2966 | 5.3962 | 5.5156 | 6.0914
Poush 3, 2077 | 5.2617 | 5.347 | 5.4834 | 6.0084
Poush 4, 2077 | 5.1671 | 5.2831 | 5.4444 | 5.933
Poush 5, 2077 | 5.0843 | 5.2456 | 5.4096 | 5.8545
Poush 6, 2077 | 5.0337 | 5.1947 | 5.3654 | 5.7725
Poush 7, 2077 | 5.0117 | 5.1516 | 5.3189 | 5.7017
Poush 8, 2077 | 5.0687 | 5.132 | 5.2806 | 5.6413
Poush 9, 2077 | 5.2215 | 5.1213 | 5.2523 | 5.577
Poush 10, 2077 | 5.0273 | 5.0878 | 5.2433 | 5.5378
Poush 11, 2077 | 4.4691 | 4.9881 | 5.1675 | 5.472
Poush 12, 2077 | 5.1464 | 4.9969 | 5.1363 | 5.4273
Poush 13, 2077 | 4.8278 | 4.9675 | 5.1017 | 5.3805
Poush 14, 2077 | 4.7346 | 4.9279 | 5.058 | 5.2458
Poush 16, 2077 |  | 4.9045 | 5.0398 | 5.3169
Poush 17, 2077 | 5.2458 | 4.9085 | 5.0426 | 5.3008
Poush 18, 2077 | 2.2139 | 4.4396 | 4.8224 | 5.181
Poush 19, 2077 | 4.2119 | 4.3967 | 4.7474 | 5.1281
Poush 20, 2077 | 3.6304 | 4.1441 | 4.6377 | 5.055
Poush 21, 2077 | 3.8091 | 3.9743 | 4.5466 | 4.9929
Poush 22, 2077 | 3.6693 | 3.7967 | 4.4491 | 4.9231
Poush 23, 2077 | 3.6226 | 3.7719 | 4.3499 | 4.8511
Poush 24, 2077 | 3.5799 | 3.5339 | 4.2435 | 4.7799
Poush 25, 2077 | 3.633 | 3.7366 | 4.1301 | 4.7105
Poush 26, 2077 | 3.6045 | 3.6498 | 4.0285 | 4.6568
Poush 27, 2077 | 3.4918 | 3.63 | 3.9586 | 4.5839
Poush 28, 2077 | 3.6835 | 3.6121 | 3.8542 | 4.5173
Poush 29, 2077 | 3.5566 | 3.596 | 3.7633 | 4.4556
Poush 30, 2077 | 3.5113 | 3.5801 | 3.676 | 4.3908
Poush 31, 2077 | 3.519 | 3.5714 | 3.6655 | 4.3289
Poush 32, 2077 | 3.7832 | 3.5929 | 3.568 | 4.2799
Magh 1, 2077 | 4.006 | 3.6502 | 3.6875 | 4.2354
Magh 2, 2077 | 3.8648 | 3.7035 | 3.6643 | 4.1872
Magh 3, 2077 | 3.8765 | 3.731 | 3.6807 | 4.1427
Magh 4, 2077 | 3.6822 | 3.749 | 3.6723 | 4.0944
Magh 5, 2077 | 3.5773 | 3.7584 | 3.6661 | 4.0441
Magh 6, 2077 | 3.8596 | 3.8071 | 3.6819 | 4.0044
Magh 7, 2077 | 3.7483 | 3.8021 | 3.6932 | 3.9589
Magh 8, 2077 | 3.4245 | 3.719 | 3.6793 | 3.8969
Magh 9, 2077 | 3.4931 | 3.6659 | 3.6718 | 3.844
Magh 10, 2077 | 3.6369 | 3.6317 | 3.6815 | 3.8153
Magh 11, 2077 | 3.5864 | 3.618 | 3.675 | 3.7615
Magh 12, 2077 | 3.4116 | 3.5943 | 3.6654 | 3.7127
Magh 13, 2077 | 3.5139 | 3.5449 | 3.6655 | 3.6706
Magh 14, 2077 | 3.3818 | 3.4926 | 3.6564 | 3.6609
Magh 18, 2077 | 3.6063 | 3.5186 | 3.6446 | 3.6063
Magh 19, 2077 | 1.7568 | 3.2705 | 3.4947 | 3.5911
Magh 20, 2077 | 3.3403 | 3.2281 | 3.4597 | 3.562
Magh 21, 2077 | 3.4685 | 3.2113 | 3.4325 | 3.5566
Magh 22, 2077 | 2.9233 | 3.1416 | 3.3819 | 3.5271
Magh 23, 2077 | 3.2549 | 3.1046 | 3.3604 | 3.5133
Magh 24, 2077 | 3.2756 | 3.0894 | 3.3215 | 3.5017
Magh 25, 2077 | 3.2523 | 3.0388 | 3.2884 | 3.4908
Magh 26, 2077 | 3.3131 | 3.2611 | 3.281 | 3.4801
Magh 27, 2077 | 3.1564 | 3.2349 | 3.2585 | 3.4652
Magh 28, 2077 | 3.0101 | 3.1694 | 3.2167 | 3.4491
Magh 29, 2077 | 3.1487 | 3.2016 | 3.1876 | 3.4313
Magh 30, 2077 | 3.0645 | 3.1744 | 3.1644 | 3.4149
Magh 31, 2077 | 2.9868 | 3.1331 | 3.1293 | 3.3974
Magh 32, 2077 | 3.0425 | 3.1032 | 3.1067 | 3.3815
Falgun 1, 2077 | 2.9868 | 3.0565 | 3.0654 | 3.355
Falgun 2, 2077 | 2.8094 | 3.007 | 3.1355 | 3.3151
Falgun 3, 2077 | 2.8715 | 2.9872 | 3.1043 | 3.282
Falgun 4, 2077 | 2.821 | 2.9404 | 3.0611 | 3.2468
Falgun 5, 2077 | 2.7822 | 2.9 | 3.0517 | 3.2168
Falgun 6, 2077 | 2.6734 | 2.8553 | 3.013 | 3.1867
Falgun 7, 2077 | 2.7472 | 2.8131 | 2.9777 | 3.1496
Falgun 8, 2077 | 2.7977 | 2.7861 | 2.9474 | 3.1179
Falgun 9, 2077 | 2.922 | 2.8022 | 2.9214 | 3.1012
Falgun 10, 2077 | 3.1189 | 2.8375 | 2.9188 | 3.0887
Falgun 11, 2077 | 3.1137 | 2.8793 | 2.9258 | 3.0712
Falgun 12, 2077 | 3.0153 | 2.9126 | 2.9169 | 3.0522
Falgun 13, 2077 | 2.9272 | 2.9489 | 2.9077 | 3.0361
Falgun 14, 2077 | 2.9894 | 2.9835 | 2.9079 | 3.0186
Falgun 15, 2077 | 2.9052 | 2.9988 | 2.8987 | 3.0027
Falgun 16, 2077 | 2.9052 | 2.9964 | 2.8933 | 2.9793
Falgun 19, 2077 | 2.9793 | 2.9765 | 2.9046 | 3.0201
Falgun 20, 2077 | 1.4719 | 2.7419 | 2.8113 | 2.9578
Falgun 21, 2077 | 2.733 | 2.7016 | 2.8054 | 2.9333
Falgun 22, 2077 | 2.7226 | 2.6724 | 2.8015 | 2.9266
Falgun 23, 2077 | 3.2989 | 2.7166 | 2.8432 | 2.9281
Falgun 24, 2077 | 3.0645 | 2.7393 | 2.8643 | 2.921
Falgun 25, 2077 | 3.093 | 2.7662 | 2.884 | 2.9157
Falgun 26, 2077 | 2.8767 | 2.7515 | 2.881 | 2.9012
Falgun 27, 2077 | 2.6993 | 2.9269 | 2.853 | 2.8859
Falgun 28, 2077 | 2.6436 | 2.9141 | 2.8217 | 2.8737
Falgun 29, 2077 | 2.7356 | 2.9159 | 2.803 | 2.8599
Falgun 30, 2077 | 2.7278 | 2.8344 | 2.7897 | 2.8487
Falgun 31, 2077 | 2.7705 | 2.7924 | 2.7751 | 2.8415
Falgun 32, 2077 | 2.7343 | 2.7411 | 2.7637 | 2.8312
Chaitra 1, 2077 | 2.6967 | 2.7154 | 2.7498 | 2.8216
Chaitra 2, 2077 | 2.7084 | 2.7167 | 2.7318 | 2.8182
Chaitra 3, 2077 | 2.7006 | 2.7248 | 2.8137 | 2.8125
Chaitra 4, 2077 | 2.6773 | 2.7165 | 2.81 | 2.8077
Chaitra 5, 2077 | 2.5206 | 2.6869 | 2.7965 | 2.799
Chaitra 6, 2077 | 2.5012 | 2.6484 | 2.7433 | 2.7932
Chaitra 7, 2077 | 2.36 | 2.595 | 2.6964 | 2.7803
Chaitra 8, 2077 | 2.3665 | 2.5478 | 2.6479 | 2.766
Chaitra 9, 2077 | 2.0596 | 2.4551 | 2.5935 | 2.7372
Chaitra 10, 2077 | 2.1308 | 2.3737 | 2.5556 | 2.7043
Chaitra 11, 2077 | 2.2668 | 2.3151 | 2.5304 | 2.6761
Chaitra 12, 2077 | 2.5659 | 2.3215 | 2.5191 | 2.6611
Chaitra 13, 2077 | 2.3548 | 2.3006 | 2.4943 | 2.642
Chaitra 14, 2077 | 2.9195 | 2.3805 | 2.5042 | 2.6397
Chaitra 15, 2077 | 3.2989 | 2.5137 | 2.5418 | 2.6528
Chaitra 16, 2077 | 2.9428 | 2.6399 | 2.5582 | 2.654
Chaitra 17, 2077 | 1.5677 | 2.5595 | 2.4822 | 2.607
Chaitra 20, 2077 | 2.607 | 2.6081 | 2.4759 | 2.6448
Chaitra 21, 2077 | 0.68321 | 2.3391 | 2.343 | 2.5765
Chaitra 22, 2077 | 2.6333 | 2.3789 | 2.3505 | 2.5735
Chaitra 23, 2077 | 2.4209 | 2.3077 | 2.3452 | 2.5442
Chaitra 24, 2077 | 2.3328 | 2.1697 | 2.3434 | 2.5199
Chaitra 25, 2077 | 2.2357 | 2.0686 | 2.3346 | 2.4913
Chaitra 26, 2077 | 2.2163 | 2.1613 | 2.3451 | 2.4693
Chaitra 27, 2077 | 1.943 | 2.0664 | 2.3326 | 2.4441
Chaitra 28, 2077 | 2.0091 | 2.2559 | 2.3154 | 2.4229
Chaitra 29, 2077 | 2.0544 | 2.1732 | 2.2813 | 2.4002
Chaitra 30, 2077 | 1.8588 | 2.0929 | 2.2482 | 2.3712
Chaitra 31, 2077 | 1.697 | 2.002 | 2.1667 | 2.3355
Chaitra 32, 2077 | 1.7734 | 1.936 | 2.065 | 2.3034
Baishakh 1, 2078 | 1.7436 | 1.8685 | 1.9851 | 2.2717
Baishakh 2, 2078 | 1.5157 | 1.8074 | 1.9816 | 2.2319
Baishakh 3, 2078 | 1.6206 | 1.7519 | 1.9158 | 2.1959
Baishakh 4, 2078 | 1.6102 | 1.6885 | 1.9776 | 2.1603
Baishakh 5, 2078 | 1.763 | 1.6748 | 1.9196 | 2.1351
Baishakh 6, 2078 | 1.5998 | 1.6609 | 1.8649 | 2.105
Baishakh 7, 2078 | 1.6698 | 1.6461 | 1.8207 | 2.082
Baishakh 8, 2078 | 1.6296 | 1.6298 | 1.7803 | 2.0575
Baishakh 9, 2078 | 1.6426 | 1.6479 | 1.742 | 2.0436
Baishakh 10, 2078 | 1.4388 | 1.622 | 1.7084 | 2.0205
Baishakh 11, 2078 | 1.9765 | 1.6743 | 1.7063 | 2.0108
Baishakh 12, 2078 | 1.2606 | 1.6025 | 1.6533 | 1.9673
Baishakh 13, 2078 | 1.6516 | 1.6099 | 1.6395 | 1.9439
Baishakh 14, 2078 | 1.7268 | 1.6181 | 1.6415 | 1.9041
Baishakh 15, 2078 | 1.7799 | 1.6395 | 1.6419 | 1.8535
Baishakh 16, 2078 | 1.7086 | 1.649 | 1.6396 | 1.8123
Baishakh 17, 2078 | 1.6646 | 1.6812 | 1.6495 | 1.8156
Baishakh 18, 2078 | 1.7203 | 1.6446 | 1.6562 | 1.786
Baishakh 19, 2078 | 1.7242 | 1.7108 | 1.6638 | 1.8207
Baishakh 21, 2078 | 1.784 | 1.7298 | 1.6652 | 1.7924
Baishakh 22, 2078 | 0.88264 | 1.6092 | 1.6174 | 1.7411
Baishakh 23, 2078 | 1.8433 | 1.6182 | 1.6289 | 1.7248
Baishakh 24, 2078 | 2.8547 | 1.782 | 1.7106 | 1.7454
Baishakh 25, 2078 | 3.4698 | 2.0398 | 1.8324 | 1.7872
Baishakh 26, 2078 | 3.2937 | 2.2646 | 1.9561 | 1.8323
Baishakh 27, 2078 | 2.3989 | 2.361 | 1.9842 | 1.8452
Baishakh 28, 2078 | 2.1243 | 2.4096 | 2.0418 | 1.8476
Baishakh 29, 2078 | 2.0453 | 2.5757 | 2.0681 | 1.8538
Baishakh 30, 2078 | 2.373 | 2.6514 | 2.1111 | 1.8763
Baishakh 31, 2078 | 2.3121 | 2.5739 | 2.1466 | 1.8943
Baishakh 32, 2078 | 2.1256 | 2.3818 | 2.1744 | 1.907
Jestha 1, 2078 | 1.9327 | 2.1874 | 2.1923 | 1.9209
Jestha 2, 2078 | 1.5234 | 2.0623 | 2.1792 | 1.9177
Jestha 3, 2078 | 1.6996 | 2.0017 | 2.1775 | 1.9207
Jestha 4, 2078 | 1.5869 | 1.9362 | 2.1644 | 1.9148
Jestha 5, 2078 | 1.6957 | 1.8394 | 2.2186 | 1.918
Jestha 6, 2078 | 1.8291 | 1.7704 | 2.2176 | 1.9233
Jestha 7, 2078 | 2.1166 | 1.7691 | 2.1684 | 1.9395
Jestha 8, 2078 | 3.4569 | 1.9869 | 2.1676 | 2
Jestha 9, 2078 | 2.698 | 2.1547 | 2.1279 | 2.042
Jestha 10, 2078 | 3.9451 | 2.4755 | 2.2309 | 2.1076
Jestha 11, 2078 | 4.1873 | 2.8469 | 2.3685 | 2.2051
Jestha 12, 2078 | 4.0837 | 3.1881 | 2.5044 | 2.2862
Jestha 13, 2078 | 3.7573 | 3.4635 | 2.5967 | 2.3539
Jestha 14, 2078 | 3.8454 | 3.7105 | 2.6989 | 2.4227
Jestha 15, 2078 | 4.1458 | 3.8089 | 2.8335 | 2.504
Jestha 16, 2078 | 3.9503 | 3.9878 | 2.9681 | 2.5802
Jestha 17, 2078 | 5.4515 | 4.203 | 3.2299 | 2.7046
Jestha 18, 2078 | 6.4457 | 4.5256 | 3.5463 | 2.8619
Jestha 19, 2078 | 7.7207 | 5.0452 | 3.9553 | 3.0598
Jestha 20, 2078 | 4.6457 | 5.1721 | 4.1519 | 3.1853
Jestha 22, 2078 | 3.111 | 5.0672 | 4.2374 | 3.2275
Jestha 23, 2078 | 2.0922 | 4.7739 | 4.2358 | 3.2021
Jestha 24, 2078 | 2.6138 | 4.5829 | 4.1796 | 3.1736
Jestha 25, 2078 | 3.2587 | 4.2697 | 4.2169 | 3.1724
Jestha 26, 2078 | 3.0813 | 3.7891 | 4.1594 | 3.1951
Jestha 27, 2078 | 3.0451 | 3.1211 | 4.0832 | 3.2258
Jestha 28, 2078 | 3.7962 | 2.9998 | 4.064 | 3.2842
Jestha 29, 2078 | 3.8687 | 3.108 | 4.0715 | 3.3341
Jestha 30, 2078 | 3.2225 | 3.2695 | 4.0299 | 3.3644
Jestha 31, 2078 | 2.8664 | 3.3055 | 3.9446 | 3.3891
Jestha 32, 2078 | 2.4947 | 3.1964 | 3.8476 | 3.4078
Ashadh 1, 2078 | 2.4442 | 3.1054 | 3.6471 | 3.4385
Ashadh 2, 2078 | 2.6346 | 3.0467 | 3.393 | 3.4697
Ashadh 3, 2078 | 4.1238 | 3.0935 | 3.1532 | 3.5543
Ashadh 4, 2078 | 15.5715 | 4.7654 | 3.8816 | 4.0168
Ashadh 5, 2078 | 66.6381 | 13.8247 | 8.1168 | 6.1771
Ashadh 6, 2078 | 45.707 | 19.9448 | 11.0244 | 7.6301
Ashadh 7, 2078 | 33.0624 | 24.3116 | 13.0543 | 8.6169
Ashadh 8, 2078 | 10.9244 | 25.5231 | 13.5654 | 8.8912
Ashadh 9, 2078 | 12.7208 | 26.964 | 14.208 | 9.1837
Ashadh 10, 2078 | 10.8693 | 27.9276 | 14.7296 | 9.4064
Ashadh 11, 2078 | 9.3447 | 27.0381 | 15.0995 | 9.5818
Ashadh 12, 2078 | 8.8254 | 18.7791 | 15.43 | 9.7507
Ashadh 13, 2078 | 9.3202 | 13.581 | 15.8365 | 9.9332
Ashadh 14, 2078 | 8.529 | 10.0763 | 16.214 | 10.0793
Ashadh 15, 2078 | 12.5334 | 10.3061 | 16.8833 | 10.3654
Ashadh 16, 2078 | 12.1868 | 10.2299 | 17.5328 | 10.5899
Ashadh 17, 2078 | 62.2243 | 17.5663 | 21.5054 | 12.4492
Ashadh 18, 2078 | 26.6633 | 20.0404 | 23.008 | 13.0806
Ashadh 19, 2078 | 27.6791 | 22.7337 | 23.8152 | 13.8484
Ashadh 20, 2078 | 41.9409 | 27.3938 | 22.1687 | 15.1428
Ashadh 21, 2078 | 40.355 | 31.9404 | 21.8119 | 16.4182
Ashadh 23, 2078 | 15.9561 | 32.4294 | 20.6715 | 16.8629
Ashadh 24, 2078 | 101.0396 | 45.1226 | 26.6792 | 20.1223
Ashadh 25, 2078 | 72.0472 | 46.5259 | 30.6343 | 22.4212
Ashadh 26, 2078 | 69.4134 | 52.633 | 34.5372 | 24.6334
Ashadh 27, 2078 | 67.4521 | 58.3149 | 38.4111 | 26.7553
Ashadh 28, 2078 | 65.9261 | 61.7413 | 42.2178 | 28.8239
Ashadh 29, 2078 | 65.8472 | 65.3831 | 45.9862 | 30.9114
Ashadh 30, 2078 | 61.3502 | 71.868 | 49.5076 | 32.8608
Ashadh 31, 2078 | 62.2458 | 66.326 | 52.8218 | 34.8525
Ashadh 32, 2078 | 70.369 | 66.0863 | 56.7006 | 37.1167
Shrawan 1, 2078 | 64.8014 | 65.4274 | 56.8724 | 39.1889
Shrawan 2, 2078 | 66.5847 | 65.3035 | 59.5338 | 41.2709
Shrawan 3, 2078 | 64.3702 | 65.0812 | 61.9799 | 42.8976
Shrawan 4, 2078 | 60.8248 | 64.3637 | 63.2389 | 42.7038
Shrawan 5, 2078 | 63.1557 | 64.6217 | 64.7589 | 43.2854
Shrawan 6, 2078 | 63.1153 | 64.7459 | 67.9028 | 44.2872
Shrawan 7, 2078 | 76.6262 | 65.6398 | 66.2753 | 46.4772
Shrawan 8, 2078 | 75.4203 | 67.1567 | 66.5002 | 48.5672
Shrawan 9, 2078 | 68.6035 | 67.4451 | 66.4462 | 50.4917
Shrawan 10, 2078 | 132.2361 | 77.1403 | 70.7651 | 54.5881
Shrawan 11, 2078 | 141.7819 | 88.7056 | 75.8222 | 59.02
Shrawan 12, 2078 | 103.4782 | 94.4659 | 78.3309 | 62.1586
Shrawan 13, 2078 | 67.0896 | 95.0337 | 78.7135 | 64.1106
Shrawan 14, 2078 | 163.7181 | 107.4754 | 85.4783 | 69.1501
Shrawan 15, 2078 | 185.0152 | 123.1318 | 93.1214 | 74.911
Shrawan 16, 2078 | 69.1407 | 123.2085 | 93.4107 | 75.1416
Shrawan 17, 2078 | 69.7544 | 114.2826 | 93.622 | 76.5779
Shrawan 18, 2078 | 66.3105 | 103.501 | 93.7514 | 77.8656
Shrawan 19, 2078 | 66.2898 | 98.1884 | 94.1157 | 78.6773
Shrawan 20, 2078 | 66.3882 | 98.0882 | 94.3312 | 79.5451
Shrawan 21, 2078 | 67.0637 | 84.2804 | 94.5944 | 81.2486
Shrawan 22, 2078 | 80.897 | 69.4063 | 94.8792 | 80.5772
Shrawan 24, 2078 | 81.2373 | 71.1344 | 95.2669 | 80.8836
Shrawan 25, 2078 | 66.9271 | 70.7305 | 95.1552 | 80.8007
Shrawan 26, 2078 | 89.5324 | 74.0479 | 92.3083 | 81.5367
Shrawan 27, 2078 | 70.8717 | 74.7025 | 87.5809 | 81.7015
Shrawan 28, 2078 | 69.3086 | 75.1197 | 85.303 | 81.8169
Shrawan 29, 2078 | 68.3006 | 75.2964 | 85.3837 | 82.0486
Shrawan 30, 2078 | 72.4009 | 74.0827 | 79.2959 | 82.3871
Shrawan 31, 2078 | 71.5905 | 72.7045 | 71.7342 | 82.4278
Shrawan 32, 2078 | 70.4378 | 73.2061 | 71.8207 | 82.6157
Bhadra 1, 2078 | 67.4631 | 70.0533 | 71.6679 | 82.645
Bhadra 2, 2078 | 63.7915 | 69.0419 | 71.5 | 82.6257
Bhadra 3, 2078 | 65.5189 | 68.5005 | 71.4486 | 82.7822
Bhadra 4, 2078 | 63.5157 | 67.8169 | 71.2571 | 82.7942
Bhadra 5, 2078 | 62.2161 | 66.3619 | 70.9339 | 82.7642
Bhadra 6, 2078 | 64.0552 | 65.2855 | 69.8112 | 82.3452
Bhadra 7, 2078 | 61.3924 | 63.9933 | 68.4882 | 81.8776
Bhadra 8, 2078 | 61.1111 | 63.0859 | 68.1004 | 81.6278
Bhadra 9, 2078 | 59.6122 | 62.4888 | 66.1058 | 79.207
Bhadra 10, 2078 | 59.8232 | 61.6751 | 65.3692 | 76.4751
Bhadra 11, 2078 | 59.0985 | 61.0441 | 64.6885 | 74.9957
Bhadra 12, 2078 | 59.0518 | 60.5921 | 64.0719 | 74.7278
Bhadra 13, 2078 | 60.5034 | 60.0847 | 63.2788 | 71.2873
Bhadra 14, 2078 | 59.8814 | 59.8688 | 62.4982 | 67.1162
Bhadra 15, 2078 | 58.7207 | 59.5273 | 61.717 | 66.7689
Bhadra 16, 2078 | 48.9295 | 58.0012 | 60.4814 | 66.0747
Bhadra 17, 2078 | 51.7662 | 56.8502 | 59.6798 | 65.5899
Bhadra 18, 2078 | 61.6218 | 57.2107 | 59.4199 | 65.4343
Bhadra 19, 2078 | 58.1838 | 57.0867 | 59.0645 | 65.1608
Bhadra 20, 2078 | 56.3036 | 56.4867 | 58.6703 | 64.8021
Bhadra 21, 2078 | 62.5291 | 56.8649 | 58.5686 | 64.1899
Bhadra 22, 2078 | 60.6031 | 57.1338 | 58.516 | 63.5021
Bhadra 23, 2078 | 72.637 | 60.5206 | 59.2843 | 63.6924
Bhadra 24, 2078 | 61.6504 | 61.9327 | 59.4202 | 62.763
Bhadra 25, 2078 | 63.7297 | 62.2338 | 59.6807 | 62.5249
Bhadra 26, 2078 | 63.1446 | 62.9425 | 59.9504 | 62.3195
Bhadra 27, 2078 | 66.1447 | 64.3484 | 60.4233 | 62.2476
Bhadra 28, 2078 | 66.7827 | 64.956 | 60.8419 | 62.0603
Bhadra 29, 2078 | 65.609 | 65.6711 | 61.2237 | 61.8609
Bhadra 30, 2078 | 64.8 | 64.5516 | 61.629 | 61.673
Bhadra 31, 2078 | 65.3146 | 65.075 | 62.7213 | 61.6014
Bhadra 32, 2078 | 66.4796 | 65.4679 | 63.7022 | 61.691
Ashwin 1, 2078 | 66.9601 | 66.013 | 64.0581 | 61.739
Ashwin 2, 2078 | 66.9679 | 66.1306 | 64.6437 | 61.8541
Ashwin 3, 2078 | 66.6299 | 66.1087 | 65.3322 | 62.0012
Ashwin 4, 2078 | 113.517 | 72.9527 | 68.7314 | 63.65
Ashwin 5, 2078 | 74.7371 | 74.3723 | 69.6736 | 64.0948
Ashwin 6, 2078 | 74.4017 | 75.6705 | 69.7913 | 64.5378
Ashwin 7, 2078 | 78.9322 | 77.4494 | 70.9434 | 65.1818
Ashwin 8, 2078 | 75.0298 | 78.6022 | 71.6967 | 65.6887
Ashwin 9, 2078 | 72.196 | 79.3491 | 72.3002 | 66.1253
Ashwin 10, 2078 | 70.9339 | 79.964 | 72.6194 | 66.5213
Ashwin 11, 2078 | 79.5448 | 75.1108 | 73.4702 | 67.1561
Ashwin 12, 2078 | 81.3583 | 76.0567 | 74.5202 | 67.872
Ashwin 13, 2078 | 69.9934 | 75.4269 | 74.8664 | 68.2477
Ashwin 14, 2078 | 70.0348 | 74.1558 | 75.1811 | 68.9512
Ashwin 15, 2078 | 70.6259 | 73.5267 | 75.4575 | 69.5799
Ashwin 16, 2078 | 66.4848 | 72.7108 | 75.4258 | 69.742
Ashwin 17, 2078 | 65.3059 | 71.9068 | 75.315 | 69.9794
Ashwin 18, 2078 | 63.2203 | 69.5748 | 75.0877 | 70.2099
Ashwin 19, 2078 | 61.5874 | 66.7504 | 71.6257 | 70.1786
Ashwin 20, 2078 | 56.7136 | 64.8532 | 70.4242 | 70.0489
Ashwin 21, 2078 | 51.5489 | 62.2124 | 68.9007 | 69.346
Ashwin 22, 2078 | 50.7011 | 59.366 | 67.0186 | 68.981
Ashwin 23, 2078 | 51.6874 | 57.2521 | 65.4624 | 68.5796
Ashwin 24, 2078 | 51.2467 | 55.2436 | 64.0658 | 68.183
Ashwin 26, 2078 | 68.0205 | 55.9294 | 63.8716 | 68.2455
Ashwin 27, 2078 | 48.6313 | 54.0785 | 61.8107 | 67.6405
Ashwin 28, 2078 | 50.8052 | 53.2344 | 59.7738 | 67.147
Ashwin 29, 2078 | 50.231 | 53.0462 | 58.4563 | 66.6614
Ashwin 30, 2078 | 51.4043 | 53.1466 | 57.2143 | 66.1977
Ashwin 31, 2078 | 53.1779 | 53.3596 | 56.0511 | 65.7543
Ashwin 32, 2078 | 58.0945 | 54.3378 | 55.4917 | 65.4588
Kartik 1, 2078 | 53.4346 | 52.2541 | 54.7003 | 65.0077
Kartik 2, 2078 | 51.809 | 52.7081 | 53.9396 | 64.5136
Kartik 3, 2078 | 50.6783 | 52.6899 | 53.2123 | 62.419
Kartik 4, 2078 | 50.2737 | 52.696 | 52.783 | 61.6036
Kartik 5, 2078 | 50.2993 | 52.5382 | 52.6997 | 60.8002
Kartik 6, 2078 | 50.9684 | 52.2225 | 52.7175 | 59.868
Kartik 7, 2078 | 49.6794 | 51.0204 | 52.5836 | 59.023
Kartik 8, 2078 | 49.7467 | 50.4935 | 52.4836 | 58.2747
Kartik 9, 2078 | 40.9766 | 48.946 | 50.6807 | 57.2761
Kartik 10, 2078 | 40.0241 | 47.424 | 50.1069 | 55.9588
Kartik 11, 2078 | 38.3109 | 45.715 | 49.2739 | 54.5239
Kartik 12, 2078 | 44.0993 | 44.8293 | 48.8651 | 53.6607
Kartik 13, 2078 | 45.6641 | 44.0716 | 48.4824 | 52.8484
Kartik 14, 2078 | 43.3973 | 43.1741 | 47.8304 | 51.9407
Kartik 15, 2078 | 44.9301 | 42.4861 | 46.9528 | 51.2223
Kartik 16, 2078 | 44.6746 | 43.0143 | 46.3688 | 50.5345
Kartik 17, 2078 | 44.6772 | 43.6791 | 45.8933 | 49.9164
Kartik 18, 2078 | 44.3638 | 44.5438 | 45.4724 | 49.3423
Kartik 19, 2078 | 39.567 | 43.8963 | 44.7586 | 48.7708
Kartik 20, 2078 | 50.0024 | 44.516 | 44.7388 | 48.7192
Kartik 21, 2078 | 48.9195 | 45.3049 | 44.6022 | 48.6598
Kartik 22, 2078 | 49.1048 | 45.9013 | 44.5639 | 48.5737
Kartik 23, 2078 | 37.2793 | 44.8449 | 43.7327 | 48.1082
Kartik 24, 2078 | 38.2626 | 43.9285 | 43.5518 | 47.1162
Kartik 25, 2078 | 38.1749 | 43.0444 | 43.4285 | 46.7677
Kartik 27, 2078 | 46.8278 | 44.0816 | 43.9963 | 46.6351
Kartik 28, 2078 | 42.9138 | 43.069 | 43.9173 | 46.3912
Kartik 29, 2078 | 59.7346 | 44.614 | 44.8553 | 46.6689
Kartik 30, 2078 | 60.8385 | 46.2902 | 46.0181 | 46.9242
Kartik 31, 2078 | 59.1511 | 49.4148 | 46.9661 | 46.9595
Kartik 32, 2078 | 55.2148 | 51.8365 | 47.6688 | 47.0188
Mangsir 1, 2078 | 50.8503 | 53.6473 | 48.0804 | 46.9868
Mangsir 2, 2078 | 52.6063 | 54.4728 | 48.6299 | 47.0511
Mangsir 3, 2078 | 52.9265 | 55.9032 | 49.5205 | 47.1395
Mangsir 4, 2078 | 51.5604 | 54.7354 | 49.6244 | 47.1816
Mangsir 5, 2078 | 50.515 | 53.2606 | 49.7307 | 47.1665
Mangsir 6, 2078 | 49.2681 | 51.8488 | 49.7416 | 47.1527
Mangsir 7, 2078 | 37.8771 | 49.372 | 49.7815 | 46.7571
Mangsir 8, 2078 | 36.9094 | 47.3804 | 49.6912 | 46.6215
Mangsir 9, 2078 | 35.3577 | 44.9163 | 49.5034 | 46.466
Mangsir 10, 2078 | 34.2569 | 42.2492 | 48.6654 | 46.3308
Mangsir 11, 2078 | 33.7044 | 39.6984 | 48.0514 | 45.9843
Mangsir 12, 2078 | 33.6668 | 37.2915 | 46.3136 | 45.5844
Mangsir 13, 2078 | 28.1168 | 34.2699 | 44.1321 | 45.0751
Mangsir 14, 2078 | 15.0154 | 31.0039 | 41.1897 | 44.0779
Mangsir 15, 2078 | 11.0344 | 27.3075 | 38.2444 | 42.9566
Mangsir 16, 2078 | 10.2826 | 23.7253 | 35.5399 | 41.8101
Mangsir 17, 2078 | 10.0883 | 20.2727 | 32.7053 | 40.6676
Mangsir 18, 2078 | 11.4633 | 17.0954 | 29.9411 | 39.7308
Mangsir 19, 2078 | 10.2074 | 13.744 | 27.1842 | 38.4043
Mangsir 20, 2078 | 9.8542 | 11.1351 | 24.4735 | 37.1021
Mangsir 21, 2078 | 9.4147 | 10.335 | 21.8166 | 35.7791
Mangsir 22, 2078 | 10.4795 | 10.2557 | 19.9901 | 34.8858
Mangsir 23, 2078 | 10.0613 | 10.2241 | 18.2003 | 33.9458
Mangsir 24, 2078 | 10.4928 | 10.2819 | 16.5426 | 33.023
Mangsir 25, 2078 | 10.6415 | 10.1645 | 14.9682 | 31.8168
Mangsir 28, 2078 | 31.8168 | 13.2516 | 14.8424 | 31.4469
Mangsir 29, 2078 | 7.9821 | 12.9841 | 13.1301 | 29.7218
Mangsir 30, 2078 | 9.532 | 13.0009 | 11.8911 | 28.0116
Mangsir 31, 2078 | 10.1088 | 12.9479 | 11.564 | 26.3769
Mangsir 32, 2078 | 9.7828 | 12.9081 | 11.4805 | 24.8625
Poush 1, 2078 | 9.4911 | 12.765 | 11.4278 | 23.4838
Poush 2, 2078 | 9.1205 | 12.5477 | 11.3633 | 22.0343
Poush 3, 2078 | 9.1089 | 9.3037 | 11.2063 | 20.5737
Poush 4, 2078 | 9.602 | 9.5352 | 11.1659 | 19.1751
Poush 5, 2078 | 9.3596 | 9.5105 | 11.133 | 17.8032
Poush 6, 2078 | 9.6279 | 9.4418 | 11.1472 | 16.4819
Poush 7, 2078 | 9.3201 | 9.3757 | 11.0699 | 15.53
Poush 8, 2078 | 9.187 | 9.3323 | 11.0116 | 14.6059
Poush 9, 2078 | 9.3557 | 9.3659 | 10.9358 | 13.7392
Poush 10, 2078 | 9.0428 | 9.3564 | 10.8292 | 12.8987
Poush 11, 2078 | 9.0778 | 9.2816 | 9.3133 | 12.0778
Poush 12, 2078 | 8.9839 | 9.2279 | 9.3801 | 11.2551
Poush 13, 2078 | 8.9878 | 9.1364 | 9.3438 | 10.6174
Poush 14, 2078 | 8.9439 | 9.0827 | 9.2661 | 10.415
Poush 15, 2078 | 8.9921 | 9.0548 | 9.2134 | 10.347
Poush 16, 2078 | 9.0571 | 9.0122 | 9.1845 | 10.3061
Poush 17, 2078 | 9.0325 | 9.0107 | 9.1786 | 10.2709
Poush 18, 2078 | 9.0477 | 9.0064 | 9.1745 | 10.1904
Poush 19, 2078 | 7.4585 | 8.7885 | 9.0316 | 10.0988
Poush 20, 2078 | 7.4689 | 8.5715 | 8.9056 | 10.0193
Poush 21, 2078 | 7.487 | 8.3634 | 8.7628 | 9.955
Poush 22, 2078 | 7.1736 | 8.1036 | 8.6197 | 9.8448
Poush 23, 2078 | 7.1089 | 7.8253 | 8.4812 | 9.7464
Poush 24, 2078 | 7.0817 | 7.5466 | 8.3296 | 9.6327
Poush 25, 2078 | 7.2008 | 7.2828 | 8.2068 | 9.518
Poush 29, 2078 | 8.7491 | 7.4671 | 8.1849 | 8.7491
Poush 30, 2078 | 4.3561 | 7.0225 | 7.8764 | 8.6282
Poush 31, 2078 | 5.3259 | 6.7137 | 7.6322 | 8.488
Poush 32, 2078 | 4.7393 | 6.366 | 7.3519 | 8.309
Magh 1, 2078 | 5.2543 | 6.101 | 7.1028 | 8.1581
Magh 2, 2078 | 5.2776 | 5.8433 | 6.8508 | 8.0176
Magh 3, 2078 | 5.2802 | 5.569 | 6.6006 | 7.8896
Magh 4, 2078 | 5.1844 | 5.0597 | 6.3431 | 7.7588
Magh 5, 2078 | 5.2997 | 5.1945 | 6.1992 | 7.6154
Magh 6, 2078 | 5.2569 | 5.1846 | 6.0517 | 7.4786
Magh 7, 2078 | 5.2686 | 5.2603 | 5.9038 | 7.3333
Magh 8, 2078 | 5.2505 | 5.2597 | 5.7756 | 7.1977
Magh 9, 2078 | 5.0018 | 5.2203 | 5.6351 | 7.0582
Magh 10, 2078 | 5.2712 | 5.219 | 5.5144 | 6.922
Magh 11, 2078 | 5.8127 | 5.3088 | 5.4219 | 6.8143
Magh 12, 2078 | 10.03 | 5.9845 | 5.5073 | 6.8461
Magh 13, 2078 | 7.684 | 6.3312 | 5.7291 | 6.8028
Magh 14, 2078 | 7.0031 | 6.579 | 5.841 | 6.7366
Magh 15, 2078 | 6.9125 | 6.8165 | 5.9858 | 6.6689
Magh 16, 2078 | 5.244 | 6.8511 | 5.9851 | 6.5439
Magh 17, 2078 | 0.33852 | 6.1464 | 5.6559 | 6.2533
Magh 18, 2078 | 0.33852 | 5.3644 | 5.3264 | 5.9635
Magh 19, 2078 | 0.33852 | 3.9799 | 5.0034 | 5.6732
Magh 20, 2078 | 0.33852 | 2.9305 | 4.6726 | 5.4359
Magh 21, 2078 | 0.33852 | 1.9784 | 4.3447 | 5.1982
Magh 22, 2078 | 0.33852 | 1.0393 | 4.016 | 4.9599
Magh 23, 2078 | 0.33852 | 0.33852 | 3.6886 | 4.7321
Magh 24, 2078 | 0.33852 | 0.33852 | 3.3777 | 4.5064
Magh 25, 2078 | 0.33852 | 0.33852 | 3.0489 | 4.2816
Magh 26, 2078 | 0.33852 | 0.33852 | 2.6839 | 4.0529
Magh 27, 2078 | 0.33852 | 0.33852 | 2.0378 | 3.7725
Magh 30, 2078 | 3.7725 | 0.82909 | 1.777 | 3.7531
Magh 31, 2078 | 2.7653 | 1.1758 | 1.4945 | 3.6677
Magh 32, 2078 | 5.2776 | 1.8814 | 1.3855 | 3.6857
Falgun 1, 2078 | 5.2427 | 2.582 | 1.3855 | 3.6853
Falgun 2, 2078 | 5.0782 | 3.2591 | 1.7014 | 3.6787
Falgun 3, 2078 | 5.0536 | 3.9327 | 2.0158 | 3.6711
Falgun 4, 2078 | 4.9267 | 4.5881 | 2.3217 | 3.6625
Falgun 5, 2078 | 4.9332 | 4.7539 | 2.628 | 3.6503
Falgun 6, 2078 | 4.9915 | 5.0719 | 2.9382 | 3.6414
Falgun 7, 2078 | 4.862 | 5.0125 | 3.2397 | 3.6279
Falgun 8, 2078 | 4.783 | 4.9469 | 3.536 | 3.6123
Falgun 9, 2078 | 4.8788 | 4.9184 | 3.8387 | 3.6082
Falgun 10, 2078 | 4.691 | 4.8666 | 4.1289 | 3.5889
Falgun 11, 2078 | 4.4294 | 4.7955 | 4.4016 | 3.5428
Falgun 12, 2078 | 4.3906 | 4.718 | 4.6717 | 3.3548
Falgun 13, 2078 | 4.4553 | 4.6414 | 4.7173 | 3.2472
Falgun 14, 2078 | 4.4735 | 4.5859 | 4.8311 | 3.1628
Falgun 15, 2078 | 4.3763 | 4.5278 | 4.771 | 3.0783
Falgun 16, 2078 | 4.1808 | 4.4281 | 4.7002 | 3.0429
Falgun 17, 2078 | 4.1329 | 4.3484 | 4.6372 | 3.1693
Falgun 18, 2078 | 4.0629 | 4.296 | 4.5712 | 3.2935
Falgun 19, 2078 | 4.2831 | 4.2807 | 4.5283 | 3.425
Falgun 20, 2078 | 4.2326 | 4.2489 | 4.4816 | 3.5548
Falgun 21, 2078 | 4.1342 | 4.2004 | 4.4244 | 3.6813
Falgun 22, 2078 | 4.5809 | 4.2296 | 4.4057 | 3.8227
Falgun 23, 2078 | 4.7001 | 4.3038 | 4.4002 | 3.9681
Falgun 24, 2078 | 4.7001 | 4.3848 | 4.3882 | 4.1135
Falgun 25, 2078 | 4.7817 | 4.4875 | 4.3943 | 4.2616
Falgun 26, 2078 | 4.1924 | 4.4746 | 4.3785 | 4.39
Falgun 27, 2078 | 3.6511 | 4.3915 | 4.3292 | 4.5005
Falgun 28, 2078 | 2.0199 | 4.0895 | 4.1668 | 4.442
Falgun 31, 2078 | 4.442 | 4.0696 | 4.1647 | 4.4979
Falgun 32, 2078 | 2.4675 | 3.7507 | 4.0375 | 4.4043
Chaitra 1, 2078 | 4.3129 | 3.6954 | 4.0463 | 4.3733
Chaitra 2, 2078 | 4.2494 | 3.6193 | 4.0541 | 4.3456
Chaitra 3, 2078 | 4.1445 | 3.6125 | 4.0595 | 4.3153
Chaitra 4, 2078 | 4.0293 | 3.6665 | 4.0426 | 4.2854
Chaitra 5, 2078 | 3.958 | 3.9434 | 4.0243 | 4.2529
Chaitra 6, 2078 | 3.936 | 3.8711 | 4.0111 | 4.2177
Chaitra 7, 2078 | 3.8855 | 4.0737 | 3.9647 | 4.1852
Chaitra 8, 2078 | 4.7881 | 4.1416 | 3.9706 | 4.1854
Chaitra 9, 2078 | 4.3375 | 4.1541 | 3.9464 | 4.1673
Chaitra 10, 2078 | 4.1329 | 4.1525 | 3.9031 | 4.1487
Chaitra 11, 2078 | 4.0487 | 4.1553 | 3.8936 | 4.136
Chaitra 12, 2078 | 3.8234 | 4.136 | 3.905 | 4.1171
Chaitra 13, 2078 | 4.4812 | 4.2139 | 4.0691 | 4.118
Chaitra 14, 2078 | 4.05 | 4.2374 | 4.043 | 4.1039
Chaitra 15, 2078 | 3.9101 | 4.112 | 4.1392 | 4.0883
Chaitra 16, 2078 | 3.6783 | 4.0178 | 4.0969 | 4.0716
Chaitra 17, 2078 | 3.4504 | 3.9203 | 4.0436 | 4.0488
Chaitra 18, 2078 | 3.9257 | 3.9027 | 4.029 | 4.0443
Chaitra 19, 2078 | 3.8946 | 3.9129 | 4.02 | 4.0313
Chaitra 20, 2078 | 3.7949 | 3.8149 | 4.0092 | 4.0167
Chaitra 21, 2078 | 3.3874 | 3.7202 | 3.9726 | 3.9918
Chaitra 22, 2078 | 3.3097 | 3.6344 | 3.9342 | 3.9494
Chaitra 23, 2078 | 3.2825 | 3.5779 | 3.8338 | 3.9022
Chaitra 24, 2078 | 3.188 | 3.5404 | 3.7572 | 3.8518
Chaitra 25, 2078 | 3.1582 | 3.4307 | 3.6922 | 3.7977
Chaitra 26, 2078 | 3.0662 | 3.3124 | 3.6267 | 3.7601
Chaitra 27, 2078 | 3.03 | 3.2031 | 3.5738 | 3.7394
Chaitra 28, 2078 | 2.929 | 3.1376 | 3.4703 | 3.7697
Chaitra 29, 2078 | 2.9147 | 3.0812 | 3.3946 | 3.7188
Chaitra 32, 2078 | 3.7188 | 3.1435 | 3.3819 | 3.7605
Baishakh 1, 2079 | 1.4514 | 2.8955 | 3.2334 | 3.6651
Baishakh 2, 2079 | 2.7956 | 2.8437 | 3.1898 | 3.6167
Baishakh 3, 2079 | 2.8033 | 2.8061 | 3.1149 | 3.572
Baishakh 4, 2079 | 2.85 | 2.7804 | 3.0453 | 3.5327
Baishakh 5, 2079 | 2.0678 | 2.6574 | 2.9302 | 3.4697
Baishakh 6, 2079 | 2.622 | 2.6156 | 2.8791 | 3.4259
Baishakh 7, 2079 | 2.5521 | 2.4489 | 2.8286 | 3.3814
Baishakh 8, 2079 | 3.0429 | 2.6762 | 2.8127 | 3.3232
Baishakh 9, 2079 | 3.1349 | 2.7247 | 2.8091 | 3.2831
Baishakh 10, 2079 | 3.3265 | 2.7995 | 2.8203 | 3.2563
Baishakh 11, 2079 | 3.2177 | 2.852 | 2.8304 | 3.2286
Baishakh 12, 2079 | 3.0416 | 2.9911 | 2.8312 | 3.2025
Baishakh 13, 2079 | 2.7438 | 3.0085 | 2.8189 | 3.1446
Baishakh 14, 2079 | 2.7425 | 3.0357 | 2.8074 | 3.101
Baishakh 15, 2079 | 2.7114 | 2.9883 | 2.7402 | 3.0611
Baishakh 16, 2079 | 2.5897 | 2.9105 | 2.8161 | 3.0248
Baishakh 17, 2079 | 2.8741 | 2.8458 | 2.8214 | 3.0056
Baishakh 18, 2079 | 2.5944 | 2.7568 | 2.8074 | 2.9612
Baishakh 19, 2079 | 2.7226 | 2.7112 | 2.7989 | 2.9221
Baishakh 20, 2079 | 2.4727 | 2.6725 | 2.8259 | 2.878
Baishakh 21, 2079 | 2.5322 | 2.6424 | 2.8199 | 2.8495
Baishakh 22, 2079 | 2.4274 | 2.6019 | 2.8116 | 2.8201
Baishakh 23, 2079 | 2.3186 | 2.5631 | 2.7633 | 2.788
Baishakh 24, 2079 | 2.2603 | 2.4755 | 2.705 | 2.7571
Baishakh 25, 2079 | 2.2758 | 2.4299 | 2.635 | 2.7277
Baishakh 26, 2079 | 2.4727 | 2.3942 | 2.5853 | 2.7079
Baishakh 27, 2079 | 3.9826 | 2.6099 | 2.6481 | 2.7396
Baishakh 28, 2079 | 4.7635 | 2.9287 | 2.7827 | 2.8008
Baishakh 29, 2079 | 3.7586 | 3.1189 | 2.8504 | 2.8289
Baishakh 30, 2079 | 3.374 | 3.2697 | 2.8946 | 2.8174
Jestha 1, 2079 | 2.8174 | 3.3492 | 2.9098 | 2.863
Jestha 2, 2079 | 1.763 | 3.276 | 2.8357 | 2.8285
Jestha 3, 2079 | 2.7822 | 3.3202 | 2.8482 | 2.8278
Jestha 4, 2079 | 2.6734 | 3.1332 | 2.845 | 2.822
Jestha 5, 2079 | 2.5063 | 2.8107 | 2.8472 | 2.8366
Jestha 6, 2079 | 2.5504 | 2.6381 | 2.8484 | 2.8342
Jestha 7, 2079 | 2.4092 | 2.5003 | 2.8472 | 2.8294
Jestha 8, 2079 | 4.8396 | 2.7892 | 3.0153 | 2.8893
Jestha 9, 2079 | 5.0219 | 3.2547 | 3.1994 | 2.9522
Jestha 10, 2079 | 3.7716 | 3.3961 | 3.2991 | 2.967
Jestha 11, 2079 | 4.208 | 3.6153 | 3.4148 | 3.0001
Jestha 12, 2079 | 3.5553 | 3.7651 | 3.3863 | 3.0172
Jestha 13, 2079 | 3.1111 | 3.8452 | 3.2761 | 3.0294
Jestha 14, 2079 | 3.1267 | 3.9477 | 3.234 | 3.0422
Jestha 15, 2079 | 2.8845 | 3.6684 | 3.2014 | 3.048
Jestha 16, 2079 | 3.049 | 3.3866 | 3.2168 | 3.0633
Jestha 17, 2079 | 4.6625 | 3.5139 | 3.4101 | 3.1229
Jestha 18, 2079 | 4.7415 | 3.5901 | 3.5407 | 3.1945
Jestha 19, 2079 | 4.5654 | 3.7344 | 3.6669 | 3.2559
Jestha 20, 2079 | 4.3174 | 3.9067 | 3.7876 | 3.3174
Jestha 21, 2079 | 5.763 | 4.2833 | 4.0018 | 3.4251
Jestha 22, 2079 | 4.1277 | 4.4609 | 4.1163 | 3.4818
Jestha 23, 2079 | 9.4844 | 5.3803 | 4.426 | 3.7206
Jestha 24, 2079 | 11.0707 | 6.2957 | 4.8292 | 4.0143
Jestha 25, 2079 | 7.3479 | 6.6681 | 5.0677 | 4.1834
Jestha 26, 2079 | 6.5039 | 6.945 | 5.2207 | 4.3178
Jestha 27, 2079 | 5.4478 | 7.1065 | 5.3469 | 4.3666
Jestha 28, 2079 | 4.4152 | 6.9139 | 5.4338 | 4.355
Jestha 29, 2079 | 4.4398 | 6.9585 | 5.5214 | 4.3777
Jestha 30, 2079 | 8.2792 | 6.7864 | 5.881 | 4.5412
Jestha 31, 2079 | 5.9328 | 6.0524 | 6.0733 | 4.645
Jestha 32, 2079 | 6.5337 | 5.936 | 6.198 | 4.8041
Ashadh 2, 2079 | 4.706 | 5.6792 | 6.1956 | 4.8682
Ashadh 3, 2079 | 5.9094 | 5.7451 | 6.2852 | 4.9761
Ashadh 4, 2079 | 9.0896 | 6.4129 | 6.6034 | 5.1955
Ashadh 5, 2079 | 7.1425 | 6.799 | 6.6954 | 5.3486
Ashadh 6, 2079 | 8.4247 | 6.8198 | 6.9818 | 5.5491
Ashadh 7, 2079 | 10.6859 | 7.4988 | 7.0619 | 5.744
Ashadh 8, 2079 | 9.4026 | 7.9087 | 6.9507 | 5.89
Ashadh 9, 2079 | 7.6833 | 8.334 | 6.9731 | 6.0204
Ashadh 10, 2079 | 8.4996 | 8.704 | 7.1061 | 6.1634
Ashadh 11, 2079 | 10.388 | 8.8895 | 7.4355 | 6.3912
Ashadh 12, 2079 | 8.4113 | 9.0708 | 7.7019 | 6.5679
Ashadh 13, 2079 | 4.9253 | 8.5709 | 7.7343 | 6.6278
Ashadh 14, 2079 | 5.0685 | 7.7684 | 7.5202 | 6.7006
Ashadh 15, 2079 | 6.2345 | 7.3158 | 7.5403 | 6.8068
Ashadh 16, 2079 | 6.0135 | 7.0772 | 7.5056 | 6.8518
Ashadh 17, 2079 | 10.2895 | 7.3329 | 7.8779 | 7.0368
Ashadh 18, 2079 | 12.3147 | 7.6082 | 8.3049 | 7.2951
Ashadh 19, 2079 | 14.105 | 8.4216 | 8.6393 | 7.6213
Ashadh 20, 2079 | 13.6635 | 9.6699 | 9.074 | 7.8847
Ashadh 21, 2079 | 17.987 | 11.5154 | 9.7115 | 8.3467
Ashadh 22, 2079 | 15.8618 | 12.8907 | 10.0565 | 8.5592
Ashadh 23, 2079 | 13.7126 | 13.9906 | 10.3439 | 8.6473
Ashadh 24, 2079 | 13.622 | 14.4667 | 10.7398 | 8.8564
Ashadh 25, 2079 | 32.2984 | 17.3215 | 12.3264 | 9.7163
Ashadh 26, 2079 | 29.7427 | 19.5554 | 13.6167 | 10.5261
Ashadh 27, 2079 | 63.2895 | 26.6449 | 17.2752 | 12.4886
Ashadh 28, 2079 | 61.3891 | 32.8452 | 21.0395 | 14.3869
Ashadh 29, 2079 | 57.1549 | 38.7442 | 24.5119 | 16.0161
Ashadh 30, 2079 | 61.406 | 45.5575 | 28.19 | 17.8652
Ashadh 31, 2079 | 58.0261 | 51.901 | 31.6575 | 19.5816
Ashadh 32, 2079 | 55.9581 | 55.2809 | 34.7021 | 21.29
Shrawan 1, 2079 | 58.7675 | 59.4273 | 37.7989 | 23.0519
Shrawan 3, 2079 | 22.4989 | 53.6001 | 38.3585 | 23.4989
Shrawan 4, 2079 | 51.699 | 52.2158 | 40.8942 | 24.9841
Shrawan 5, 2079 | 58.4233 | 52.397 | 43.59 | 26.6507
Shrawan 6, 2079 | 58.7459 | 52.017 | 46.4489 | 28.2527
Shrawan 7, 2079 | 63.2526 | 52.7636 | 49.7516 | 30.0477
Shrawan 8, 2079 | 61.5368 | 53.5606 | 52.9459 | 31.8429
Shrawan 9, 2079 | 57.7994 | 53.4223 | 54.646 | 33.4862
Shrawan 10, 2079 | 54.9204 | 58.0539 | 56.3245 | 34.9706
Shrawan 11, 2079 | 58.5489 | 59.0325 | 56.0085 | 36.6418
Shrawan 12, 2079 | 46.5769 | 57.3401 | 55.021 | 38.0302
Shrawan 13, 2079 | 36.5582 | 54.1705 | 53.6479 | 39.0799
Shrawan 14, 2079 | 61.1745 | 53.8736 | 53.6324 | 40.9112
Shrawan 15, 2079 | 63.3912 | 54.1385 | 53.9901 | 42.8238
Shrawan 16, 2079 | 61.5148 | 54.6693 | 54.3605 | 44.5313
Shrawan 17, 2079 | 61.556 | 55.6172 | 54.5465 | 46.1727
Shrawan 18, 2079 | 136.1614 | 66.7047 | 62.1239 | 50.2412
Shrawan 19, 2079 | 75.2394 | 70.7993 | 63.6933 | 52.2938
Shrawan 20, 2079 | 72.5672 | 75.9435 | 64.6362 | 54.1131
Shrawan 21, 2079 | 69.8951 | 77.1893 | 65.3795 | 55.9142
Shrawan 22, 2079 | 68.2914 | 77.8893 | 65.7154 | 57.7335
Shrawan 23, 2079 | 64.5271 | 78.3197 | 65.9148 | 59.4304
Shrawan 24, 2079 | 73.7179 | 80.0571 | 66.976 | 60.811
Shrawan 25, 2079 | 66.6366 | 70.125 | 67.7571 | 62.0408
Shrawan 26, 2079 | 66.5149 | 68.8786 | 68.2882 | 62.1483
Shrawan 27, 2079 | 63.4967 | 67.5828 | 69.4162 | 62.2186
Shrawan 28, 2079 | 84.78 | 69.7092 | 72.6309 | 63.1394
Shrawan 29, 2079 | 77.4475 | 71.0172 | 73.7158 | 63.6741
Shrawan 30, 2079 | 72.5673 | 72.1658 | 74.3276 | 64.1588
Shrawan 31, 2079 | 73.8159 | 72.1798 | 75.1476 | 64.7541
Shrawan 32, 2079 | 68.54 | 72.4518 | 75.6132 | 65.0798
Bhadra 1, 2079 | 48.1233 | 69.8244 | 69.744 | 65.934
Bhadra 2, 2079 | 38.9392 | 66.3162 | 67.324 | 65.5087
Bhadra 3, 2079 | 38.877 | 59.7586 | 65.078 | 64.8571
Bhadra 4, 2079 | 64.2449 | 57.8725 | 64.7013 | 65.0404
Bhadra 5, 2079 | 19.6666 | 50.3153 | 61.4597 | 63.5875
Bhadra 6, 2079 | 33.7699 | 44.5944 | 59.4092 | 62.662
Bhadra 7, 2079 | 33.7764 | 39.6282 | 56.7464 | 61.8612
Bhadra 8, 2079 | 47.7833 | 39.5796 | 55.4895 | 61.6233
Bhadra 9, 2079 | 92.0374 | 47.1651 | 57.191 | 62.7396
Bhadra 10, 2079 | 70.0194 | 51.614 | 57.6259 | 63.521
Bhadra 11, 2079 | 67.763 | 52.1166 | 56.4914 | 64.5612
Bhadra 12, 2079 | 72.1542 | 59.6148 | 56.1385 | 64.9272
Bhadra 13, 2079 | 71.655 | 65.027 | 56.0777 | 65.2026
Bhadra 14, 2079 | 70.1813 | 70.2277 | 55.8354 | 65.4915
Bhadra 15, 2079 | 70.1424 | 73.4218 | 55.9422 | 65.7777
Bhadra 16, 2079 | 74.1887 | 70.872 | 57.6799 | 63.712
Bhadra 17, 2079 | 68.6527 | 70.6768 | 59.6608 | 63.4924
Bhadra 18, 2079 | 70.7389 | 71.1019 | 61.785 | 63.4315
Bhadra 19, 2079 | 70.1347 | 70.8134 | 62.1776 | 63.4395
Bhadra 20, 2079 | 74.7771 | 71.2594 | 65.8516 | 63.6557
Bhadra 21, 2079 | 81.2802 | 72.845 | 69.019 | 64.2141
Bhadra 22, 2079 | 76.3976 | 73.7386 | 71.8604 | 64.3034
Bhadra 23, 2079 | 72.2914 | 73.4675 | 73.4943 | 64.4919
Bhadra 24, 2079 | 70.382 | 73.7146 | 72.0506 | 64.6208
Bhadra 25, 2079 | 67.2634 | 73.2181 | 71.8669 | 64.7464
Bhadra 26, 2079 | 67.3307 | 72.8175 | 71.838 | 64.1647
Bhadra 27, 2079 | 67.9126 | 71.8368 | 71.5553 | 63.8469
Bhadra 28, 2079 | 69.0231 | 70.0858 | 71.3798 | 63.7288
Bhadra 29, 2079 | 68.7382 | 68.9916 | 71.2836 | 63.5595
Bhadra 30, 2079 | 64.613 | 67.8947 | 70.915 | 63.4286
Bhadra 31, 2079 | 58.5668 | 66.2068 | 69.8735 | 63.7767
Bhadra 32, 2079 | 53.9054 | 64.2985 | 68.8903 | 64.2756
Ashwin 1, 2079 | 53.7424 | 62.3573 | 67.7572 | 64.7711
Ashwin 2, 2079 | 52.8082 | 60.1996 | 66.6021 | 64.3899
Ashwin 3, 2079 | 50.2603 | 57.5192 | 64.9677 | 65.4097
Ashwin 5, 2079 | 20.5165 | 50.6304 | 60.9168 | 64.9679
Ashwin 6, 2079 | 34.8436 | 46.3776 | 58.1465 | 65.0035
Ashwin 7, 2079 | 38.6554 | 43.5331 | 55.9041 | 64.6992
Ashwin 8, 2079 | 37.7363 | 41.2233 | 53.7277 | 62.8892
Ashwin 9, 2079 | 35.1761 | 38.5709 | 51.5886 | 61.7277
Ashwin 10, 2079 | 33.983 | 35.8816 | 49.3654 | 60.6017
Ashwin 11, 2079 | 33.1017 | 33.4304 | 47.0447 | 59.3
Ashwin 12, 2079 | 36.8106 | 35.7581 | 44.8972 | 58.1385
Ashwin 13, 2079 | 12.7988 | 32.6089 | 41.1679 | 56.2257
Ashwin 14, 2079 | 34.1143 | 31.9601 | 39.1346 | 55.0248
Ashwin 15, 2079 | 38.4523 | 32.0624 | 37.7937 | 53.8336
Ashwin 16, 2079 | 53.8224 | 34.7262 | 37.7881 | 53.3392
Ashwin 17, 2079 | 74.03 | 40.4472 | 39.1406 | 53.4489
Ashwin 18, 2079 | 68.6294 | 45.5226 | 40.1954 | 53.3988
Ashwin 19, 2079 | 78.1486 | 51.428 | 42.0546 | 53.5111
Ashwin 20, 2079 | 94.6889 | 63.1266 | 46.9994 | 53.9581
Ashwin 21, 2079 | 74.2064 | 68.854 | 49.6236 | 53.8851
Ashwin 22, 2079 | 69.4781 | 73.2863 | 51.6785 | 53.7913
Ashwin 23, 2079 | 70.4041 | 75.6551 | 53.8563 | 53.792
Ashwin 24, 2079 | 69.0775 | 74.9476 | 56.1164 | 53.8525
Ashwin 25, 2079 | 68.0367 | 74.8629 | 58.3867 | 53.876
Ashwin 26, 2079 | 68.9312 | 73.5461 | 60.7753 | 53.91
Ashwin 27, 2079 | 67.1448 | 69.6113 | 62.7976 | 53.8474
Ashwin 28, 2079 | 68.506 | 68.7969 | 66.5114 | 53.8396
Ashwin 29, 2079 | 67.163 | 68.4662 | 68.7146 | 53.9246
Ashwin 30, 2079 | 64.9998 | 67.6941 | 70.4845 | 54.1391
Ashwin 31, 2079 | 63.9738 | 66.965 | 71.1612 | 54.4747
Ashwin 32, 2079 | 62.6927 | 66.2016 | 70.4054 | 54.773
Kartik 1, 2079 | 65.8552 | 65.7622 | 70.2204 | 55.2079
Kartik 2, 2079 | 70.2525 | 66.2061 | 69.694 | 55.8743
Kartik 3, 2079 | 70.3199 | 66.4653 | 68.0694 | 57.5344
Kartik 5, 2079 | 67.6457 | 66.5342 | 67.6321 | 58.6278
Kartik 6, 2079 | 69.5187 | 67.1798 | 67.6348 | 59.6566
Kartik 7, 2079 | 68.5659 | 67.8358 | 67.5122 | 60.6843
Kartik 8, 2079 | 67.6756 | 68.5477 | 67.4188 | 61.7676
Kartik 9, 2079 | 66.8777 | 68.6937 | 67.3415 | 62.8641
Kartik 10, 2079 | 65.0231 | 67.9467 | 67.081 | 63.9281
Kartik 11, 2079 | 65.1957 | 67.2146 | 66.951 | 64.8743
Kartik 12, 2079 | 67.5413 | 67.1997 | 66.8867 | 66.699
Kartik 13, 2079 | 65.4574 | 66.6195 | 66.773 | 67.7438
Kartik 14, 2079 | 48.6594 | 63.7757 | 65.6836 | 68.084
Kartik 15, 2079 | 40.4731 | 59.8897 | 64.1169 | 67.6391
Kartik 16, 2079 | 40.1495 | 56.0714 | 62.6141 | 66.5097
Kartik 17, 2079 | 39.3321 | 52.4012 | 60.8458 | 65.5331
Kartik 18, 2079 | 41.8377 | 49.0643 | 58.9515 | 64.3228
Kartik 19, 2079 | 38.3012 | 44.8872 | 56.8169 | 62.4432
Kartik 20, 2079 | 37.0505 | 40.8291 | 54.7773 | 61.2047
Kartik 21, 2079 | 38.0678 | 39.316 | 52.6805 | 60.1577
Kartik 22, 2079 | 41.7975 | 39.5052 | 50.896 | 59.2041
Kartik 23, 2079 | 106.0915 | 48.9255 | 53.457 | 60.4379
Kartik 24, 2079 | 104.1595 | 58.1865 | 55.9425 | 61.642
Kartik 25, 2079 | 74.0312 | 62.7856 | 56.543 | 61.812
Kartik 26, 2079 | 70.3134 | 67.3588 | 56.8842 | 61.9176
Kartik 27, 2079 | 69.8049 | 72.038 | 57.0351 | 61.9609
Kartik 28, 2079 | 68.5517 | 76.3928 | 57.2414 | 62.0072
Kartik 29, 2079 | 66.9551 | 79.9868 | 58.4611 | 62.0724
Kartik 30, 2079 | 66.4944 | 74.33 | 60.1959 | 62.1564
Kartik 31, 2079 | 66.2438 | 68.9135 | 61.9355 | 62.2748
Kartik 32, 2079 | 65.5418 | 67.7007 | 63.6828 | 62.2643
Mangsir 1, 2079 | 63.3955 | 66.7125 | 65.12 | 62.0358
Mangsir 2, 2079 | 44.1369 | 63.0456 | 65.509 | 61.163
Mangsir 3, 2079 | 35.4419 | 58.3156 | 65.4018 | 60.0895
Mangsir 5, 2079 | 18.9718 | 51.4609 | 64.1287 | 58.4046
Mangsir 6, 2079 | 35.0921 | 46.9748 | 63.6817 | 57.2888
Mangsir 7, 2079 | 34.9266 | 42.5009 | 58.9374 | 56.1972
Mangsir 8, 2079 | 34.5183 | 38.069 | 54.2946 | 55.1186
Mangsir 9, 2079 | 34.6037 | 33.9559 | 51.6661 | 54.1046
Mangsir 10, 2079 | 33.8236 | 32.4826 | 49.2335 | 53.0588
Mangsir 11, 2079 | 33.2605 | 32.171 | 46.7972 | 51.9161
Mangsir 12, 2079 | 31.6857 | 33.9872 | 44.3395 | 50.7904
Mangsir 13, 2079 | 25.781 | 32.6571 | 41.5945 | 50.0278
Mangsir 14, 2079 | 16.4373 | 30.0157 | 38.2574 | 49.2266
Mangsir 15, 2079 | 14.4425 | 27.1478 | 34.804 | 48.3697
Mangsir 16, 2079 | 13.9915 | 24.2032 | 31.3673 | 47.525
Mangsir 17, 2079 | 13.7943 | 21.3418 | 28.0605 | 46.5903
Mangsir 18, 2079 | 13.9646 | 18.5853 | 26.049 | 45.779
Mangsir 19, 2079 | 13.6263 | 16.0054 | 24.5947 | 44.9982
Mangsir 20, 2079 | 12.8566 | 14.159 | 24.187 | 44.1579
Mangsir 21, 2079 | 12.838 | 13.6448 | 22.7034 | 43.1925
Mangsir 22, 2079 | 12.2525 | 13.332 | 21.1918 | 40.0646
Mangsir 23, 2079 | 12.3858 | 13.1026 | 19.7163 | 37.0054
Mangsir 24, 2079 | 12.4942 | 12.9168 | 18.2423 | 34.9542
Mangsir 25, 2079 | 12.0255 | 12.6398 | 16.7891 | 33.0113
Mangsir 26, 2079 | 11.9167 | 12.3956 | 15.3662 | 31.0817
Mangsir 27, 2079 | 10.4282 | 12.0487 | 13.949 | 29.1442
Mangsir 28, 2079 | 10.5033 | 11.7152 | 12.9305 | 27.2625
Mangsir 29, 2079 | 9.9413 | 11.385 | 12.4974 | 25.3774
Mangsir 30, 2079 | 10.0126 | 11.046 | 12.2021 | 23.503
Mangsir 31, 2079 | 9.43 | 10.6082 | 11.898 | 21.6326
Mangsir 32, 2079 | 9.595 | 10.261 | 11.618 | 19.8393
Poush 1, 2079 | 9.0893 | 9.8571 | 11.293 | 18.671
Poush 2, 2079 | 8.1523 | 9.532 | 10.9281 | 17.7614
Poush 5, 2079 | 5.2416 | 8.7803 | 10.4204 | 17.3037
Poush 6, 2079 | 9.1229 | 8.6634 | 10.1728 | 16.4381
Poush 7, 2079 | 8.1964 | 8.4039 | 9.9023 | 15.5471
Poush 8, 2079 | 8.7619 | 8.3085 | 9.6607 | 14.6885
Poush 9, 2079 | 8.4267 | 8.1416 | 9.3896 | 13.8159
Poush 10, 2079 | 7.8117 | 7.9591 | 9.1087 | 12.9489
Poush 11, 2079 | 7.8013 | 7.9089 | 8.8343 | 12.1002
Poush 12, 2079 | 7.6917 | 8.2589 | 8.6519 | 11.3004
Poush 13, 2079 | 8.0307 | 8.1029 | 8.487 | 10.7088
Poush 14, 2079 | 8.2933 | 8.1168 | 8.3772 | 10.4373
Poush 15, 2079 | 8.1956 | 8.0359 | 8.256 | 10.2291
Poush 16, 2079 | 7.6612 | 7.9265 | 8.1381 | 10.0181
Poush 17, 2079 | 7.9015 | 7.9393 | 8.0252 | 9.8216
Poush 18, 2079 | 7.8796 | 7.9505 | 7.9446 | 9.6188
Poush 19, 2079 | 6.8921 | 7.8363 | 7.8605 | 9.3943
Poush 20, 2079 | 6.9478 | 7.6816 | 7.9743 | 9.1974
Poush 21, 2079 | 6.8762 | 7.4791 | 7.8245 | 8.9986
Poush 22, 2079 | 6.9526 | 7.3016 | 7.7416 | 8.822
Poush 23, 2079 | 6.2485 | 7.0998 | 7.574 | 8.6174
Poush 24, 2079 | 6.0035 | 6.8286 | 7.4125 | 8.401
Poush 25, 2079 | 5.7748 | 6.5279 | 7.2767 | 8.1927
Poush 26, 2079 | 5.7144 | 6.3597 | 7.1376 | 7.9859
Poush 27, 2079 | 5.5146 | 6.1549 | 6.9924 | 7.8222
Poush 28, 2079 | 5.4557 | 5.952 | 6.8208 | 7.6539
Poush 29, 2079 | 5.2897 | 5.7145 | 6.6205 | 7.4988
Poush 30, 2079 | 5.3596 | 5.5875 | 6.4315 | 7.3437
Poush 31, 2079 | 5.2997 | 5.4869 | 6.274 | 7.2061
Poush 32, 2079 | 5.121 | 5.3935 | 6.0887 | 7.0569
Magh 1, 2079 | 5.2751 | 5.3308 | 5.915 | 6.9298
Magh 5, 2079 | 2.7861 | 4.941 | 5.6413 | 6.7509
Magh 6, 2079 | 4.704 | 4.8336 | 5.4917 | 6.733
Magh 7, 2079 | 5.0303 | 4.7965 | 5.3686 | 6.5966
Magh 8, 2079 | 4.9021 | 4.7312 | 5.2319 | 6.4868
Magh 9, 2079 | 4.8697 | 4.6697 | 5.14 | 6.357
Magh 10, 2079 | 4.9047 | 4.6388 | 5.0668 | 6.2396
Magh 11, 2079 | 4.8425 | 4.5771 | 5.0046 | 6.1407
Magh 12, 2079 | 4.9215 | 4.8821 | 4.9517 | 6.0447
Magh 13, 2079 | 4.8697 | 4.9058 | 4.9088 | 5.9506
Magh 14, 2079 | 4.8904 | 4.8858 | 4.8711 | 5.8459